## Rate (2) (hidden)
JOB TITLE : | LOWER HONGU KHOLA SMALL HYDROELECTRIC PROJECT
JOB NO. : | 930060
SUBJECT : | Rate List
DWG NO. :
Cal By : | SV
Date : | 2017-02-21
S.N | Description of Work |  | Rate
1 | Site Clearance | sqm | 48
2 | Common Soil excavation | cum | 180
3 | Boulder Mix Soil Excavation | cum | 220
4 | Surface Rock Excavation | cum | 920
5 | Boulder Breaking | cum | 1500
6 | Backfilling | cum | 120
7 | Compacted Backfill | cum | 180
8 | Base preparation work | sqm | 120
9 | C20 structural concrete | cum | 11500
10 | C25 structural concrete | cum | 13500
11 | C35 Structural Concrete | cum | 15500
12 | C15 Concrete Blinding | cum | 8500
13 | C20 Plum Concrete (30% plum) | cum | 6900
14 | Boulder Rip-Rap (1.5 - 2 m Size) | sqm | 3000
15 | Boulder Rip-Rap (1.0 m Size) | sqm | 2500
16 | Stone Masonry Work (1:6 Cement mortar) | cum | 6000
17 | Stone Masonry Work (1:4 Cement mortar) | cum | 6500
18 | Brick Masonary | cum | 7500
19 | Gabion | cum | 4000
20 | Gabian Matresses (t=0.5m) | sqm | 2500
21 | Formwork | sqm | 600
22 | Formwork elevated structure | sqm | 750
23 | Filter Material | cum | 780
24 | Reinforcement | ton | 100000
25 | 0.3 m thick hard Stone Lining | sqm | 7000
26 | Water Bars | rm | 990.6
27 | Hydro cell | rm | 1328.25
28 | Sealents | rm | 1369.5
29 | Steel Railing | rm | 3000
30 | CGI Sheet | sqm | 1418.525
31 | Roof Truss and sheeting | kg | 200
32 | 10 mm Plastering with 1:4 c/m | sqm | 600
33 | Floor Finish | sqm | 500
34 | Tunnel Excavation | cum | 4500
35 | 50 mm plain shotcrete | sqm | 1700
36 | 100 mm plain shotcrete | sqm | 3000
37 | 50 mm thick steel fibre reinforced shotcrete | sqm | 2175
38 | 75 mm thick steel fibre reinforced shotcrete | sqm | 3200
39 | 100 mm thick steel fibre reinforced shotcrete | sqm | 4500
40 | 150 mm thick steel fibre reinforced shotcrete | sqm | 7000
41 | C25 concrete for underground structures | cum | 14000
42 | 2.0 m long 25 mm dia grouted rock bolt | no | 2200
43 | 3.0 m long 25 mm dia grouted rock bolt | no | 3000
44 | 4.0 m long 25 mm dia grouted rock bolt | no | 3500
45 | 6m long, 25 mm dia spiling | no | 6400
46 | Injection grouting | ton | 56000
47 | Ribs (Shape equivalent to ISMB 150) | no | 220000
48 | Drilling for Injection Grouting | m | 1500
49 | Boulder Rip-Rap (0.5-0.75m) | sqm | 3200
50 | Boulder Rip-Rap (2m) | sqm | 4500
51 | Drainage Pipes HDP 300mm | m | 2000

## 4.Approach culvcert RIYAZ (hidden)
JOB TITLE : | #REF!
JOB NO. : | #REF!
SUBJECT : | #REF!
STRUCTURE : | HEADWORKS - APPROACH CANAL
DWG NO. :
Cal By : | RS
Date : | 2017-02-21
SN | DESCRIPTION | UNIT | NOS | LENGTH | BREADTH | HEIGHT | PERIMETER | AREA | QUANTITY | REMARKS
1 | Site Clearance | sqm
| Approach Canal |  | 1 |  |  |  |  | 420 | 420 | OK
|  |  | 1 |  |  |  |  | 344 | 344
[8 empty] | TOTAL | 764
2 | Excavation in Rock | cum | [7 empty] | 99%
| Approach Canal |  | 2 | 92.9 |  |  |  | 140.34 | 26075.17 | OK
[8 empty] | TOTAL | 26075.17
3 | Backfilling (Compacted Earth) | cum
| Between Culvert and rockfase |  | 1 | 92.9 |  |  |  | 131.84 | 12247.94
| Behind Weir protecction works |  | 1 | 92.9 |  |  |  | 126.8724 | 11786.45
[8 empty] | TOTAL | 24034.39
4 | Formwork (Slabs and girders) | sqm
| Base where backfilled | [7 empty] | 0
| Roof |  | 2 | 92.9 | 3 |  |  |  | 557.4
[8 empty] | TOTAL | 557.4
5 | Formwork (Walls - Height < 3m) | sqm
| Canal Wall - Outer Face |  | 4 | 92.9 |  | 4.1 |  |  | 1523.56
| Canal Wall - Inner Face |  | 4 | 92.9 |  | 3.6 |  |  | 1337.76
| Settling Basin Inlet Gate House | [7 empty] | 0
[8 empty] | TOTAL | 2861.32
6 | Formwork (Walls - Height = 3-6m) | sqm
| Base where on aqueduct | [7 empty] | 0
| Piers | [7 empty] | 0
[8 empty] | TOTAL | 0
7 | 100 mm thick Blinding Concrete (C15) | cum
|  |  | 1 |  |  | 0.075 |  | 744 | 55.8
[8 empty] | TOTAL | 55.8
8 | Structural Concrete (C25) | cum
| Canal |  | 2 | 92.9 |  |  |  | 7.1 | 1319.18
| Retaining wall |  | 2 | 2 |  |  |  | 1.7996 | 7.1984
| Settling Basin Inlet Gate House |  | 1
[8 empty] | TOTAL | 1326.3784
9 | Reinforcement | ton
| Reinforcements |  | @ | 1.693% | of Volume of C25 concrete |  |  |  | 176.31
[8 empty] | TOTAL | 176.31
10 | Stone Masonary (1:4 Cement Mortar) | cum
| Retining wall | [7 empty] | 0
[8 empty] | TOTAL | 0
11 | Gabian Matresses | sqm
| Matress elements | [7 empty] | 0
0
12 | Water Bar | m
| Approach Canal |  | 12 | 14.2 |  |  |  |  | 170.4 | in every 15 m
[8 empty] | TOTAL | 170.4
13 | Hydro Cell | sqm
| Approach Canal | [7 empty] | 0
[8 empty] | TOTAL | 0
14 | Sealants | m
| Approach Canal |  | 12 | 14.2 |  |  |  |  | 170.4 | in every 15 m
[8 empty] | TOTAL | 170.4
15 | Steel Railings | m
| Along Canal | [7 empty] | 0
[8 empty] | TOTAL | 0
16 | Drainage Pipes | m
| Cross Pipes 300mm dia | [7 empty] | 0
| Longitudal Perforated 300mm dia | [7 empty] | 0
[8 empty] | TOTAL | 0
0

## civil cost (hidden)
Calculation Form
Job: |  | Date: | 2023-01-16 09:57 | Calculated by:
Subject: | Costing for Powerhouse | Job no: | 930061 | Checked by:
|  | Drg. No |  | Approved By:
S. N. | Discription | Quantity | Units | Rate/ Unit | Amount (Rs) | Remarks
HEADWORKS
1 | Site Clearence | #REF! | m2 |  | #REF!
2 | Excavation in Boulder Mixed Soil | #REF! | m3 |  | #REF!
3 | Excavation in Rock | #REF! | m3 |  | #REF!
4 | Backfill work | #REF! | m3 |  | #REF!
5 | Formworks | #REF! | m2 |  | #REF!
6 | Blinding Work (100mm thickness C15 Concrete) | #REF! | m3 |  | #REF!
7 | Structural concrete C25 (Headworks) | #REF! | m3 |  | #REF!
8 | Reinforcement for C25 (Headworks) | #REF! | ton |  | #REF!
9 | Structural concrete C35 (Headworks) | #REF! | m3 |  | #REF!
10 | Reinforcement for C35 (PowerHouse) | #REF! | ton |  | #REF!
11 | Structural concrete C60 (Headworks) | #REF! | m3 |  | #REF!
12 | Reinforcement for C60 (PowerHouse) | #REF! | ton |  | #REF!
13 | 30% Plum with C20 Concrete | #REF! | m3 |  | #REF!
14 | Stone Soling (200mm thickness) | #REF! | m2 |  | #REF!
15 | Stone pitching | #REF! | m2 |  | #REF!
16 | Boulder Rip-Rap(1.5m) | #REF! | m2 |  | #REF!
17 | Boulder Rip-Rap(2m) | #REF! | m2 |  | #REF!
18 | Gabion wall(1m*1m) | #REF! | m3 |  | #REF!
19 | gabbion mattress | #REF! | m3 |  | #REF!
20 | Water Bar | #REF! | m |  | #REF!
21 | Sealants | #REF! | m |  | #REF!
22 | Hydro cell |  |  |  | 0
23 | Stone masonary with 1:6 cement mortar | #REF! | m3 |  | #REF!
24 | Rock bolts | #REF! | no. |  | #REF!
25 | drainage pipe | #REF! | no. |  | #REF!

## Steel Cost (hidden)
Component | Items | Units | Quantity | Rate | Cost
Ghatte Diversion | Connecting Pipe | tons | 2.702 | 200000 | 540409.6708
Headrace Pipe | Steel Pipe | Tons | 221.36 | 200000 | 44272000
Penstock |  | Tons | 100 | 200000 | 20000000
64812409.6708
|  |  | Increase by | 30% | 84256132.572

## 1.BoQ Summary_ for Tender
MYAGDI KHOLA HYDROPOWER PROJECT
Summary of Bill of Quantities for Construction of Civil Works
S.N. | DESCRIPTION OF COMPONENT | AMOUNT | REMARKS |  | Remarks
NPR
A. GENERAL ITEMS & DIVERSION DURING CONSTRUCTION
A.1.General Items
CW.01 | General Items | 187010000 |  | A |  | Final Tender Cost
CW.02 | A.2. Temporary river Diversion During Construction for Surface Works
CW.02.1 | Temporary river Diversion, draining, dewatering, pumping During Construction of Myagdi Headworks | 20772244.23
CW.02.2 | Temporary river Diversion, draining, dewatering, pumping During Construction of Kunaban Headworks | 21692306.2989
CW.02.3 | Temporary river Diversion, draining, dewatering, pumping During Construction of other surface works of the Project (Note: The dewatering of underground works shall be deemed to be included with the rates of underground excavation) | 15000000
| SUB-TOTAL OF A | 244474550.5289
B. MYAGDI HEADWORKS CIVIL WORKS
CW.03 | Flood Protection Works in Myagdi Headworks Area | 21464957.9915 |  | A1
CW.04 | Myagdi Weir and Stilling Basin | 96909919.0952
CW.05 | Myagdi Undersluice and Trash Passage | 93494565.3612 |  | #REF! |  | 33872469
CW.06 | Myagdi Intake and Gravel Trap | 35380313.3863 |  | #REF! |  | 485355988
CW.07 | Connecting Tunnel | 83976629.0846 |  | #REF! |  | 42950489
CW.08 | Connecting Tunnel Inlet Portal | 8499278.07 |  | #REF! |  | 43334387
CW.09 | Connecting Tunnel Outlet Portal | 2235495.165
CW.10 | Culvert and Syphon | 20386915.4891
CW.11 | Access Road from Kunaban HW to Myagdi HW | 4516188.0444
| SUB-TOTAL OF B | 366864261.6873
C. KUNABAN HEADWORKS CIVIL WORKS
CW.13 | Flood Protection Works in Kunaban Headworks Area | 59747312.654
CW.14 | Kunaban Weir and Stilling Basin | 54339069.9853
CW.15 | Kunaban Undersluice, Trash Passage and Fish Ladder | 120191691.4054
CW.16 | Kunaban Intake and Gravel trap | 34230573.0292
CW.17 | Settling Basin, Headpond, Spillway and Floodwall | 385230144.3203
| SUB-TOTAL OF C | 653738791.3942
D. WATERWAY AND UNDERGROUND STRUCTURES CIVIL WORKS
CW.18 | Headrace Pipe and Kholsi Crossing | 82374859.3198
CW.19 | Inlet Portal | 8757479.805 |  | #REF! |  | 25858127
CW.20 | Headrace Tunnel | 1558252676.1867 |  | #REF! |  | 7712061
CW.21 | Adit 1 and Adit 2 for Headrace Tunnel | 67750126.2081 |  | #REF! |  | 8312708
CW.22 | Portal for Adit Tunnel 1 & 2 (HRT) | 21373102.5385 |  | #REF! |  | 913850
CW.23 | Aeration Tunnel | 6770349.3463
CW.24 | Surge Shaft | 136795553.9039 |  | #REF! |  | 34382804
CW.25 | Outlet Portal | 20704116.005 |  | #REF! |  | 878825660
CW.26 | Vertical Drop Shaft | 329835429.9096
CW.27 | Butterfly Valve Chamber | 40646253.7721 |  | #REF! |  | 58674560
CW.28 | Butterfly Valve Access Portal | 17112914.5284 |  | #REF! |  | 7740021
CW.29 | Butterfly Valve Access Tunnel | 22774514.784 |  | #REF! |  | 97576532
CW.30 | Horizontal Penstock Shaft I, II, III & IV | 204395803.5331
CW.31 | Powerhouse Adit Portal | 6120683.44
CW.32 | Powerhouse Adit Tunnel | 14166103.4461
| SUB-TOTAL OF D | 2537829966.7267
E. POWERHOUSE AND APPURTENANCES CIVIL WORKS
CW.33 | Powerhouse | 240791012.8357
CW.34 | Switchyard | 26893560.412
CW.35 | Tailrace Culvert | 23483351.2009
CW.36 | River Training works at Powerhouse | 79215505.3188
| SUB-TOTAL OF E | 370383429.7673
CW.37 | Bridge Crossing at Kunaban Head Works | 8862284.8052 |  | #REF! |  | 213144555
CW.38 | Provisional Sum |  |  | #REF! |  | 20929257
CW.38a | Provisional sum for site specific new items | 40000000 |  | #REF! |  | 22341793
CW.38b | Provisional sum for price adjustment as per the provision of Clause 13.8 [Price Adjustment] of the Conditions of Contract | 10000000
CW.39 | Settling Basin Flushing Arrangement | 60000000
T1 | Total of Item CW.01 to CW.37 | 4242153284.9097
T2 | Provisional Sum (total of item CW.38a and CW.38b) | 50000000
T3 | Value Added Tax (VAT) @13% of T1 | 551479927.0383 |  | 90000000
GT | Total Contract Amount Including VAT (T1+T3) | 4793633211.9479
| Total Surface Civil Works |  |  | #REF! |  | 1488349326.51
| Total Underground Civil Works |  |  | #REF! |  | 979623044
| Base Cost of Civil |  |  | #REF! |  | 2467972371
| Total Project Cost including VAT, mill.NRs |  |  |  |  | 5550
| Total Underground Works | 2455455107.4068
| Total Sorface Works | 1786698177.5028

## BOQ description _Final (hidden)
JOB TITLE : | MYAGDI KHOLA HPP (57.3 MW) |  |  |  |  | Cal. By: | B.K., S.P.
JOB NO. : | 930100 |  |  |  |  | Checked By: | S. Lamichhane
SUBJECT : | ESTIMATE |  |  |  |  | Approved By: | S. Bhusal
STRUCTURE : | BOQ |  |  |  |  | Date: | 2023-01-16
SN | DESCRIPTION | UNIT | ESTIMATED QTY | UNIT RATE (NPR) |  | AMOUNT | REMARKS | Rate | Amount | Change
|  |  |  | IN FIGURES | IN WORDS | NRs.
A. CONTRACTUAL REQUIREMENT
A.1.General Items
CW.01 | General Items
CW.01.01 | Mobilization and Demobiliztion
CW.01.01.001 | Mobilization cost including movement of personnel, Contractor's Equipment, Materials, Plant, supplies to the Project site; establishment of test labs required as per the specification and its operation, establishment of Contractor's camps/offices with required facilities of sanitation as per the specification and other facilities necessary for starting the Contractor's operation at the site. | LS. | 1 |  |  |  |  | 50000000 | 50000000
CW.01.01.002 | Operating Cost of Construction camps and work place including facilities | Months | 36 |  |  |  |  | 150000 | 5400000
CW.01.01.003 | Demobilization cost including demolition of all temporary structures as approved by the Engineer, clean up, restoration and rehabilitation of the camp sites as per the specification. | LS. | 1 |  |  |  |  | 5000000 | 5000000
CW.01.02 | Insurance | L.S. | 1
CW.01.02.001 | Insurance of Works, Materials, Plant, Equipments as per the Conditions of Contract | L.S. | 1 |  |  |  |  | 5940000 | 5940000
CW.01.02.002 | Third Party Insurance as per the Conditions of Contract | L.S. | 1 |  |  |  |  | 990000 | 990000
CW.01.02.003 | Insurance of Contractor's personnel and employees involved with the project and labors working at Site as per the Conditions of Contract | LS. | 1 |  |  |  |  | 990000 | 990000
CW.01.03 | Access Road
CW.01.03.01 | Construction of Diversion roads required for construcion in site. | LS. | 1 |  |  |  |  | 15000000 | 15000000
CW.01.03.02 | Repair and Maintainance of the access road constructed by the Employer throughout the project duration. | Months | 36 |  |  |  |  | 300000 | 10800000
CW.01.04 | Surveying
CW.01.04.01 | General surveying, traversing, establishing, control points and bench marks, checking, maintaining, repairing and replacement of survey points | LS. | 1 |  |  |  |  | 1500000 | 1500000
CW.01.05 | Health, Saftey and First aid
CW.01.05.001 | Establishment of Health Service units including all furniture and appliances for medical treatment, medical equipments, beds, utilitiy installations and other facilities as per specification. | LS. | 1 |  |  |  |  | 4450000 | 4450000
CW.01.05.002 | Operation and maintainance of health services station including all Personal (health assistant, Staff nurse) and medical services (medicine,consumables etc.) as specified in specification for the entire period of constructon and its extenion, if any. | Months | 36 |  |  |  |  | 385000 | 13860000
CW.01.05.003 | Supply one new 4 wheel drive ambulance service vehicle including all emergency medical facilities in the ambulance. | LS | 1 |  |  |  |  | 2000000 | 2000000
CW.01.05.004 | Operation and maintenance of ambulance service including emergency medical facilities, spare parts, fuel, driver's salary and other related incidentals and all complete related cost of ambulance service. | Months | 36 |  |  |  |  | 80000 | 2880000
CW.01.05.005 | Provision of saftey clothing, safety boots and other personal protective equipment for labour and contractor's other employees for the entire period of construction and its extension, if any. | Months | 36 |  |  |  |  | 700000 | 25200000
CW.01.05.006 | Establishment and maintenance of fire-extinguishers in all the camps and working sites and a mobile fire-fighting facility. | LS | 1 |  |  |  |  | 1500000 | 1500000
CW.01.06 | Environmental Management
CW.01.06.001 | Environmental management of the quarry site including stability of the slopes,minimization of soil erosion and sedimentation. | LS. | 1 |  |  |  |  | 7500000 | 7500000
CW.01.06.002 | Enviromental management of spoil tip including top soil saving, drainage management, levelling, rolling, compaction, protection for stability and re-vegetation for stability of the slope and reinstatement. | LS. | 1 |  |  |  |  | 16500000 | 16500000
CW.01.06.003 | Environmental management of the work area,camp area and other environmental and social measures not and meeting the requirements of specifications. | LS. | 1 |  |  |  |  | 7000000 | 7000000
CW.01.07 | Site Establishment
CW.01.07.001 | Establishment of site including earthworks, landscaping, road works, surface of various potential site, administration offices, labour camps, storage yards, warehouses, workshops, bunker houses etc. construction of including fencing and security, establishment of spoil tip area. | LS | 1 |  |  |  |  | 7200000 | 7200000
SUB-TOTAL
CW.01.08 | Dewatering of Surface works
CW.01.08.001 | Draining, dewatering of surface works construction including pumping, pipe works and other associated cost as per specifications. (Note: The dewatering of underground works shall be deemed to be included with the rates of underground excavation) | L.S. | 1 |  |  |  |  | 700000 | 700000
CW.01.09 | Supply of electricity to the Employer and the Engineer's office and accomodation with metering
CW.01.09.001 | National Grid Electricity | KWhr | 1 |  |  |  |  | 10.5 | 10.5
CW.01.09.002 | Electricity generated from Disel generator set | KWhr | 1 |  |  |  |  | 15 | 15
[5 empty] | SUB-TOTAL |  |  |  | 184410025.5
B. MYAGDI HEADWORKS CIVIL WORKS
CW.02 | Myagdi River diversion during Construction
CW.2.01 | Site Clearance
CW.2.01.001 | Preparation of construction area by clearing, grubbing, uprooting and cutting of bushes, trees, removing the roots, carrying and disposal of the uncerviceable materials and stockpiling of serviceable materials at specified area | sqm | 1650 |  |  |  |  | 40.5 | 66825
CW.2.02 | Excavation: Excavation of various types of materials including necessary haulage, disposal and management of excavated materials etc. all complete as per the Specifications and the Drawings
CW.2.02.001 | Boulder mixed and common soil | cum | 459.4506 |  |  |  |  | 351.345 | 161425.6623
CW.2.03 | Backfilling
CW.2.03.001 | Compacted back filling with non-cohesive materials in layers not exceeding 150mm with watering and haulage etc. all complete as per the Drawings and Specification. | cum | 599.2806 |  |  |  |  | 216.5 | 129744.2499
CW.2.04 | Providing of clay core in the center of the embankment for seepage control, with compaction and all complete | cum | 226.9462 |  |  |  |  | 300 | 68083.872
CW.2.05 | Concrete Works: Providing and placing of various grades of the concrete including compaction, curing , testing etc. and all complete as per the Specifications and the Drawings
CW.2.05.001 | Blinding concrete of C15 grade | cum | 44.0699 |  |  |  |  | 13018 | 573701.3464
CW.2.06 | Stone masonry Works
CW.2.06.001 | Stone masonry Works in 1:6 cement mortar with all materials and all complete as per the Specifications and the Drawings | cum | 1502.8572 |  |  |  |  | 9781.5 | 14700198.1713
CW.2.07 | PVC Sheet: Providing, placing and lapping of PVC sheets all complete while protecting from puncture during placing and backfilling | sqm | 560.038 |  |  |  |  | 750 | 420028.5
CW.2.08 | Boulder Rip-Rap: Providing and placing boulder lining / rip-rap of the specified size with all complete as per Specifications and the Drawings | cum
CW.2.08.001 | Boulder Rip-Rap of 1.0m dia | cum | 1037.1725 |  |  |  |  | 4485.5 | 4652237.4282
[5 empty] | SUB-TOTAL |  |  |  | 20772244.23 | 4946192.7896
CW.03 | Flood Protection Works in Myagdi Headworks Area
CW.3.01 | Site Clearance
CW.3.01.001 | Preparation of construction area by clearing, grubbing, uprooting and cutting of trees, removing the roots, carrying and disposal of the uncerviceable materials and stockpiling of serviceable materials at specified area | sqm | 1028.5 |  |  |  |  | 40.5 | 41654.25
CW.03.02 | Excavation: Excavation of various types of materials including necessary haulage, disposal and management of excavated materials etc. all complete as per the Specifications and the Drawings
CW.03.02.001 | Boulder mixed and common soil | cum | 1020.8 |  |  |  |  | 351.345 | 358652.976
CW.03.02.002 | Surface Rock excavation | cum | 1531.2 |  |  |  |  | 1375.695 | 2106464.184
CW.03.03 | Backfilling
CW.03.03.001 | Compacted back filling with non-cohesive materials in layers not exceeding 150mm with watering and haulage etc. all complete as per the Drawings and Specification. | cum | 255.2 |  |  |  |  | 216.5 | 55250.8
CW.03.02 | Rock bolt
CW.03.02.001 | Supplying and Installing of rock bolt (L= 4 m and 25 mm dia.) in fractured rock including drilling and grouting etc. all complete as per the specifications and the drawings | Nos. | 330 |  |  |  |  | 5984.5 | 1974885
CW.03.03 | Shotcrete Work
CW.03.03.001 | Providing and placing 100 mm thick steel fiber shortcrete including compaction, curing , testing etc. all complete as per the specifications and the drawings | sqm | 550 |  |  |  |  | 5767.1 | 3171905
CW.03.04 | Concrete Works: Providing and placing of various grades of the concrete including compaction, curing , testing etc. and all complete as per the Specifications and the Drawings
CW.03.04.001 | Blinding Concrete (C15) | cum | 70.125 |  |  |  |  | 13018 | 912887.25
CW.03.05 | Weep Holes: Providing and Placing of weep holes of polyethne pipes of 100mm dia. as per the specificications and the drawings. | Nos. | 325 |  |  |  |  | 618 | 200850
CW.03.06 | Boulder Rip-Rap:Providing and placing boulder lining / rip-rap of the specified size with all complete as per Specifications and the Drawings
CW.03.06.001 | Boulder Rip-Rap of 1.0m dia | cum | 935 |  |  |  |  | 4485.5 | 4193942.5
[5 empty] | SUB-TOTAL |  |  |  | 13016491.96 | 23476413.13
CW.04 | Myagdi Weir and Stilling Basin
CW.04.01 | Site Clearance
CW.04.01.001 | Preparation of construction area by clearing, grubbing, uprooting and cutting of trees, removing the roots, carrying and disposal of the unserviceable materials and stockpiling of serviceable materials at specified area | sqm | 1012 |  |  |  |  | 40.5 | 40986
CW.04.02 | Excavation: Excavation of various types of materials including necessary haulage, disposal and management of excavated materials etc. all complete as per the Specifications and the Drawings
CW.04.02.001 | Boulder mixed and common soil | cum | 1921.2428 |  |  |  |  | 351.345 | 675019.04
CW.04.02.002 | Surface Rock excavation | cum | 1921.2428 |  |  |  |  | 1375.695 | 2643044.08
CW.04.03 | Backfilling
CW.04.03.001 | Compacted back filling with non-cohesive materials in layers not exceeding 150mm with watering and haulage etc. all complete as per the Drawings and Specification. | cum | 426.75 |  |  |  |  | 216.5 | 92391.38
CW.04.04 | Concrete Works: Providing and placing of various grades of the concrete including compaction, curing , testing etc. and all complete as per the Specifications and the Drawings | cum
CW.04.04.001 | Blinding concrerte of C15 grade | cum | 7.8837 |  |  |  |  | 13018 | 102629.5184
CW.04.04.002 | Plum Concrete of C20 with 40% Plum | cum | 1784.614 |  |  |  |  | 11390.5 | 20327645.77
CW.04.04.003 | Concrete of grade C25 | cum | 2236.2166 |  |  |  |  | 18138 | 40560495.78
CW.04.04.004 | Concrete of grade C50 (for grid beams in hardstone lining) | cum | 88.2 |  |  |  |  | 30350.25 | 2676892.05
CW.04.05 | Hardstone Lining
CW.04.05.001 | Providing and laying of 400 mm thick Hard Stone Linning with non shrinkable rich mortar including curing and all complete as per the Specifications and the Drawings | sqm | 207.5 |  |  |  |  | 9236.98 | 1916673.35
CW.04.06 | Formworks
CW.04.06.001 | Providing, preparing and installing formwork including necessary supports and removing after completion and all complete works as per the Specifications and Drawings | sqm | 523.421 |  |  |  |  | 1226.1157 | 641774.71
CW.04.07 | Steel Reinforcement
CW.04.07.001 | Providing and placing of steel reinforcement of grade Fe 500 including cutting, bending, binding, fixing in position and all complete works as per the Specifications and Drawings | ton | 136.85 |  |  |  |  | 153246.087 | 20971727
CW.04.08 | Expansion Joint Material (Providing and placing the expansion/ contraction joints all in position as per the drawings and all complete as per the specifications)
CW.04.08.001 | Water Bar | m | 42 |  |  |  |  | 1693 | 71106
CW.04.08.002 | Seleant | m | 42 |  |  |  |  | 1245 | 52290
CW.04.08.003 | Hydroseal/joint filler | m2 | 378 |  |  |  |  | 1208 | 456624
CW.04.09 | Providing and placing geotextile as per the specification and the drawings | sqm | 1122 |  |  |  |  | 233 | 261426
CW.04.10 | Grouting: Supply and application of consolidation/curtain grouting works as required and all complete as per the specifications but excluding the drilling for grouting
CW.04.10.001 | Ordinary Cement Grouting | ton | 8 |  |  |  |  | 54500 | 436000
CW.04.10.002 | Cement / sand grouting (1:1) | ton | 2 |  |  |  |  | 54500 | 109000
CW.04.10.003 | Micro Fine Cement grouting | kg | 100 |  |  |  |  | 272.5 | 27250
CW.04.10.004 | Drilling for grouting | m | 150 |  |  |  |  | 11600.82 | 1740123
[5 empty] | SUB-TOTAL |  |  |  | 93803097.6784 | -6184653.3584
CW.05 | Myagdi Undersluice and Trash Passage
CW.05.01 | Site Clearance
CW.05.01.001 | Preparation of construction area by clearing, grubbing, uprooting and cutting of trees, removing the roots, carrying and disposal of the uncerviceable materials and stockpiling of serviceable materials at specified area | sqm | 621.5 |  |  |  |  | 40.5 | 25170.75
CW.05.02 | Excavation: Excavation of various types of materials including necessary haulage, disposal and management of excavated materials etc. all complete as per the Specifications and the Drawings
CW.05.02.001 | Boulder mixed and common soil | cum | 735.254 |  |  |  |  | 351.345 | 258327.82
CW.05.02.002 | Surface Rock excavation | cum | 2941.016 |  |  |  |  | 1375.695 | 4045941.01
CW.05.03 | Backfilling
CW.05.03.001 | Compacted back filling with non-cohesive materials in layers not exceeding 150mm with watering and haulage etc. all complete as per the Drawings and Specification. | cum | 258.184 |  |  |  |  | 216.5 | 55896.84
CW.05.04 | Concrete Works: Providing and placing of various grades of the concrete including compaction, curing , testing etc. and all complete as per the Specifications and the Drawings | cum
CW.05.04.001 | Blinding concrete of C15 grade | cum | 42.45 |  |  |  |  | 13018 | 552614.1
CW.05.04.002 | Concrete of grade C25 | cum | 2575.8152 |  |  |  |  | 18138 | 46720136.1
CW.05.04.003 | C50 concrete with steel fibre @ 50 kg /m3 for hard stone lining grid cross beams | cum | 38.194 |  |  |  |  | 30350.25 | 1159197.45
CW.05.05 | Formworks
CW.05.05.001 | Providing, preparing and installing formwork including necessary supports and removing after completion and all complete works as per the Specifications and Drawings | sqm | 2792 |  |  |  |  | 1226.1157 | 3423315.07
CW.05.06 | Steel Reinforcement
CW.05.06.001 | Providing and placing of steel reinforcement of grade Fe 500 including cutting, bending, binding, fixing in position and all complete works as per the Specifications and Drawings | ton | 202.2 |  |  |  |  | 153246.087 | 30986358.78
CW.05.07 | Hardstone Lining
CW.05.07.001 | Providing and laying of 400 mm thick Hard Stone Linning with non shrinkable rich mortar including curing and all complete as per the Specifications and the Drawings | sqm | 324.9 |  |  |  |  | 9236.98 | 3001094.8
CW.05.08 | Expansion Joint Material (Providing and placing of expansion/contraction joints all in position as per the drawings and all complete as per the specifications)
CW.05.08.001 | Water Bar | m | 11 |  |  |  |  | 1693 | 18623
CW.05.08.002 | Seleant | m | 11 |  |  |  |  | 1245 | 13695
CW.05.08.003 | Hydroseal/joint filler | m2 | 66 |  |  |  |  | 1208 | 79728
[5 empty] | SUB-TOTAL |  |  |  | 90340098.72 | 25144510.74
CW.06 | Myagdi Intake and Gravel Trap
CW.06.01 | Site Clearance
CW.06.01.001 | Preparation of construction area by clearing, grubbing, uprooting and cutting of trees, removing the roots, carrying and disposal of the uncerviceable materials and stockpiling of serviceable materials at specified area | sqm | 246 |  |  |  |  | 40.5 | 9963
CW.06.02 | Excavation: Excavation of various types of materials including necessary haulage, disposal and management of excavated materials etc. all complete as per the Specifications and the Drawings
CW.06.02.001 | Boulder mixed and common soil | cum | 999.46 |  |  |  |  | 351.345 | 351155.27
CW.06.02.002 | Surface Rock excavation | cum | 3997.84 |  |  |  |  | 1375.695 | 5499808.5
CW.06.03 | Backfilling
CW.06.03.001 | Compacted back filling with non-cohesive materials in layers not exceeding 150mm with watering and haulage etc. all complete as per the Drawings and Specification. | cum | 549.23 |  |  |  |  | 216.5 | 118908.3
CW.06.04 | Concrete Works: Providing and placing of various grades of the concrete including compaction, curing , testing etc. and all complete as per the Specifications and the Drawings
CW.06.04.001 | Blinding concrete of C15 grade | cum | 15.375 |  |  |  |  | 13018 | 200151.75
CW.06.04.002 | Concrete of grade C25 | cum | 849.6196 |  |  |  |  | 18138 | 15410400.3
CW.06.04.003 | Plum Concrete of C15 with 40% Plum | cum | 1 |  |  |  |  | 11390.5 | 11390.5
CW.06.05 | Formworks
CW.06.05.001 | Providing, preparing and installing formwork including necessary supports and removing after completion and all complete works as per the Specifications and Drawings | sqm | 1168.45 |  |  |  |  | 1226.1157 | 1432654.91
CW.06.06 | Steel Reinforcement
CW.06.06.001 | Providing and placing of steel reinforcement of grade Fe 500 including cutting, bending, binding, fixing in position and all complete works as per the Specifications and Drawings | ton | 66.6951 |  |  |  |  | 153246.087 | 10220769.01
CW.06.07 | Hardstone Lining
CW.06.07.001 | Providing and laying of 300 mm thick Hard Stone Linning with non shrinkable rich mortar including curing and all complete as per the Specifications and the Drawings | sqm | 91.16 |  |  |  |  | 9236.98 | 842043.1
CW.06.09 | Expansion Joint Material (Providing and placing the expansion/ contraction joints all in position as per the drawings and all complete as per the specifications)
CW.06.09.001 | Water Bar | m | 19.6 |  |  |  |  | 1693 | 33182.8
CW.06.09.002 | Seleant | m | 19.6 |  |  |  |  | 1245 | 24402
CW.06.09.003 | Hydroseal/joint filler | m2 | 39.2 |  |  |  |  | 1208 | 47353.6
[5 empty] | SUB-TOTAL |  |  |  | 34202183.04
CW.07 | Connecting Tunnel
CW.07.01 | Rock exavation in tunnel including cost of explosive and all materials, surveying and marking, blasting, mucking, ventilation, lighting, water management, dewatering, pumping, disposal and management of muck within the project area at the location instructed by the Employer/Engineer and all complete as per the specifications. | cum | 4725.1849 |  |  |  |  | 6624.65 | 31302696.0094
CW.07.02 | Shotcrete Work
CW.07.02.001 | Providing and placing 50mm thick plain shortcrete including compaction, curing , testing etc. all complete as per the specifications and the drawings | sqm | 12 |  |  |  |  | 2755.175 | 33062.1
CW.07.02.002 | Providing and placing 75 mm thick plain shortcrete including compaction, curing , testing etc. all complete as per the specifications and the drawings | sqm | 10 |  |  |  |  | 4132.7625 | 41327.625
CW.07.02.003 | Providing and placing 100 mm thick shortcrete including compaction, curing , testing etc. all complete as per the specifications and the drawings | sqm | 10 |  |  |  |  | 5510.35 | 55103.5
CW.07.02.004 | Providing and placing 100 mm thick Steel fiber reinforced shortcrete including compaction, curing , testing etc. all complete as per the specifications and the drawings | sqm | 2039.4748 |  |  |  |  | 5767.1 | 11761854.9081
CW.07.02.005 | Providing and placing 120 mm thick steel fibre shortcrete including compaction, curing , testing etc. all complete as per the specifications and the drawings | sqm | 1019.7374 |  |  |  |  | 7208.875 | 7351159.3176
CW.07.02.006 | Providing and placing 150 mm thick steel fibre shortcrete including compaction, curing , testing etc. all complete as per the specifications and the drawings | sqm | 339.9125 |  |  |  |  | 8650.65 | 2940463.727
CW.07.03 | Concrete Works: Providing and placing of various grades of the concrete including compaction, curing , testing etc. and all complete as per the Specifications and the Drawings
CW.07.03.001 | Concrete of grade C25 (Concrete Lining) | cum | 287.3169 |  |  |  |  | 19397 | 5573084.9464
CW.07.03.002 | Concrete of grade C20 (Concrete at Invert) | cum | 245.5787 |  |  |  |  | 16339.5 | 4012633.5771
CW.07.04 | Formworks
CW.07.04.001 | Providing, preparing and installing formwork including necessary supports and removing after completion and all complete works as per the Specifications and Drawings | sqm | 302.2779 |  |  |  |  | 1234.3283 | 373110.1891
CW.07.05 | Steel Reinforcement
CW.07.05.001 | Providing and placing of steel reinforcement of grade Fe 500 including cutting, bending, binding, fixing in position and all complete works as per the Specifications and Drawings | ton | 16.9158 |  |  |  |  | 166436.3636 | 2815400.8388
CW.07.06 | Rock bolt
CW.07.06.001 | Supplying and Installing of rock bolt (L= 2.2 m and 20 mm dia.) including drilling and grouting etc. all complete as per the specifications and the drawings and testing as per the specifications | Nos. | 1465 |  |  |  |  | 4131.05 | 6051988.25
CW.07.06.002 | Supplying and Installing of rock bolt (L= 2.5 m and 20 mm dia.) including drilling and grouting etc. all complete as per the specifications and the drawings and testing as per the specifications | Nos. | 577 |  |  |  |  | 4267.25 | 2462203.25
CW.07.07 | Spilling Bolts
CW.07.07.001 | Providing and placing of Spiling bolts 6 m long 25mm dia. including drilling, grouting, etc. all complete as per the Specifications and the Drawings. | Nos. | 118 |  |  |  |  | 12161.5 | 1435057
CW.07.08 | Steel Ribs
CW.07.08.001 | Providing and installing steel ribs or strut of ISMB 150 including fixing materials, tie bars, concrete footing, etc. all complete as per the Specifications and the Drawings. | ton | 8.4978 |  |  |  |  | 338528.5 | 2876751.3852
CW.07.09 | Cleaning of Invert with transportation and disposal of spoil to the satisfaction of the Engineer | sqm | 1197.945 |  |  |  |  | 350 | 419280.75
CW.07.10 | Steel Reinforcement
CW.07.10.001 | Providing and placing of steel reinforcement of grade Fe 500 including cutting, bending, binding, fixing in position and all complete works as per the Specifications and Drawings | ton | 14.4584 |  |  |  |  | 183080 | 2647052.5563
CW.07.11 | Wire mesh for shotcrete
CW.07.11.001 | Supply and placing 3.5 mm thick Wire mesh (50*50) mm including fixing and anchorage as specified. | sqm | 50 |  |  |  |  | 524 | 26200
CW.07.11.002 | Providing and placing 4.7 mm thick Wire mesh (100*100) mm including fixing and anchorage as specified. | sqm | 339.9125 |  |  |  |  | 655 | 222642.6617
[5 empty] | SUB-TOTAL |  |  |  | 82401072.5918
CW.08 | Connecting Tunnel Inlet Portal
CW.08.01 | Site Clearance
CW.08.01.001 | Preparation of construction area by clearing, grubbing, uprooting and cutting of trees, removing the roots, carrying and disposal of the uncerviceable materials and stockpiling of serviceable materials at specified area | sqm | 178 |  |  |  |  | 40.5 | 7209
CW.08.02 | Excavation: Excavation of various types of materials including necessary haulage, disposal and management of excavated materials etc. all complete as per the Specifications and the Drawings
CW.08.02.001 | Boulder mixed and common soil | cum | 3780 |  |  |  |  | 351.345 | 1328084.1
CW.08.02.002 | Surface Rock excavation | cum | 1620 |  |  |  |  | 1375.695 | 2228625.9
CW.08.03 | Rock bolt
CW.08.03.001 | Supplying and Installing of rock bolt (L= 3.5 m and 25 mm dia.) in fractured rock including drilling and grouting etc. all complete as per the Specifications and the Drawings | Nos. | 239 |  |  |  |  | 5381.75 | 1286238.25
CW.08.04 | Shortcrete Works
CW.08.04.001 | Providing and placing 50 mm thick steel fibre shortcrete including compaction, curing , testing etc. all complete as per the specifications and the drawings | sqm | 10 |  |  |  |  | 2755.175 | 27551.75
CW.08.04.002 | Providing and placing 75 mm thick plain shortcrete including compaction, curing , testing etc. all complete as per the specifications and the drawings | sqm | 12 |  |  |  |  | 4132.7625 | 49593.15
CW.08.04.003 | Providing and placing 100 mm thick plain shortcrete including compaction, curing , testing etc. all complete as per the specifications and the drawings | sqm | 537.6 |  |  |  |  | 5510.35 | 2962364.16
CW.08.05 | Wire mesh for shotcrete
CW.08.05.001 | Supply and placing 4.7 mm thick Wire mesh (100*100) mm including fixing and anchorage as specified. | sqm | 537.6 |  |  |  |  | 655 | 352128
CW.08.05.002 | Supply and placing 3.5 mm thick Wire mesh (50*50) mm including fixing and anchorage as specified. | sqm | 50 |  |  |  |  | 524 | 26200
CW.08.06 | 50 mm dia. 1m long Weep Holes | Nos. | 180 |  |  |  |  | 618 | 111240
[5 empty] | SUB-TOTAL |  |  |  | 8379234.31
CW.09 | Connecting Tunnel Outlet Portal
CW.09.01 | Site Clearance
CW.09.01.001 | Preparation of construction area by clearing, grubbing, uprooting and cutting of trees, removing the roots, carrying and disposal of the uncerviceable materials and stockpiling of serviceable materials at specified area | sqm | 125 |  |  |  |  | 40.5 | 5062.5
CW.09.02 | Excavation: Excavation of various types of materials including necessary haulage, disposal and management of excavated materials etc. all complete as per the Specifications and the Drawings
CW.09.02.001 | Boulder mixed and common soil | cum | 700 |  |  |  |  | 351.345 | 245941.5
CW.09.02.002 | Surface Rock excavation | cum | 300 |  |  |  |  | 1375.695 | 412708.5
CW.09.03 | Rock bolt
CW.09.03.001 | Supplying and Installing of rock bolt (L= 3.5 m and 25 mm dia.) in fractured rock including drilling and grouting etc. all complete as per the specifications and the drawings | nos | 76 |  |  |  |  | 5381.75 | 409013
CW.09.04 | Shortcrete Works
CW.09.04.001 | Providing and placing 75 mm thick plain shortcrete including compaction, curing , testing etc. all complete as per the specifications and the drawings | sqm | 10 |  |  |  |  | 4132.7625 | 41327.625
CW.09.04.002 | Providing and placing 100 mm thick plain shortcrete including compaction, curing , testing etc. all complete as per the specifications and the drawings | sqm | 169.2 |  |  |  |  | 5510.35 | 932351.22
CW.09.05 | Wire mesh
CW.09.05.001 | Supply and placing 4.7 mm thick Wire mesh (100x100) mm including fixing and anchorage as specified. | sqm | 169.2 |  |  |  |  | 655 | 110826
CW.09.05.002 | Supply and placing 3.5 mm thick Wire mesh (50x50) mm including fixing and anchorage as specified. | sqm | 20 |  |  |  |  | 524
CW.09.06 | Weep Holes: Providing and Placing of weep holes of polyethne pipes of 100mm dia. as per the specificications and the drawings. | Nos. | 57 |  |  |  |  | 618 | 35226
[5 empty] | SUB-TOTAL |  |  |  | 2192456.345
CW.10 | Culvert and Syphon
CW.10.01 | Site Clearance
CW.10.01.001 | Preparation of construction area by clearing, grubbing, uprooting and cutting of trees, removing the roots, carrying and disposal of the uncerviceable materials and stockpiling of serviceable materials at specified area | sqm | 550 |  |  |  |  | 40.5 | 22275
CW.10.02 | Excavation: Excavation of various types of materials including necessary haulage, disposal and management of excavated materials etc. all complete as per the Specifications and the Drawings
CW.10.02.001 | Boulder mixed and common soil | cum | 2748.2328 |  |  |  |  | 351.345 | 965577.8379
CW.10.02.002 | Surface Rock excavation | cum | 687.0582 |  |  |  |  | 1375.695 | 945182.5156
CW.10.03 | Backfilling | cum
CW.10.03.001 | Compacted back filling with non-cohesive materials in layers not exceeding 150mm with watering and haulage etc. all complete as per the Drawings and Specification. | cum | 324.7979 |  |  |  |  | 216.5 | 70318.746
CW.10.04 | Concrete Works: Providing and placing of various grades of the concrete including compaction, curing , testing etc. and all complete as per the Specifications and the Drawings
CW.10.04.001 | Blinding concrete of C15 grade | cum | 24.151 |  |  |  |  | 13018 | 314398.3689
CW.10.04.002 | Concrete of grade C25 | cum | 511.434 |  |  |  |  | 18138 | 9276389.892
CW.10.05 | Providing and placing geotextile as per the specification and the drawings | cum | 74.738 |  |  |  |  | 233 | 17413.954
CW.10.06 | Catch Drain: Providing and placing of stone masonry works for rectangular channel section of 0.3 m x 0.3 m or as per the drawings and the specifications | rm | 59.959 |  |  |  |  | 3051.828 | 182984.5551
CW.10.07 | Formworks
CW.10.07.001 | Providing, preparing and installing formwork including necessary supports and removing after completion and all complete works as per the Specifications and Drawings | sqm | 1325.94 |  |  |  |  | 1226.1157 | 1625755.8702
CW.10.08 | Steel Reinforcement
CW.10.08.001 | Providing and placing of steel reinforcement of grade Fe 500 including cutting, bending, binding, fixing in position and all complete works as per the Specifications and Drawings | ton | 40.1476 |  |  |  |  | 153246.087 | 6152457.8501
CW.10.09 | Providing and placing of expansion/ contraction joints all in position as per the drawings and all complete as per the specifications
CW.10.09.001 | Water Bar | m | 40 |  |  |  |  | 1693 | 67720
CW.10.09.002 | Seleant | m | 40 |  |  |  |  | 1245 | 49800
CW.10.09.003 | Hydroseal | m2 | 80 |  |  |  |  | 1208 | 96640
[5 empty] | SUB-TOTAL |  |  |  | 19786914.5897
CW.11 | Access Road from Kunaban HW to Myagdi HW
CW.11.01 | Site Clearance
CW.11.01.001 | Preparation of construction area by clearing, grubbing, uprooting and cutting of trees, removing the roots, carrying and disposal of the uncerviceable materials and stockpiling of serviceable materials at specified area | sqm | 3627.2 |  |  |  |  | 40.5 | 146901.6
CW.11.02 | Excavation: Excavation of various types of materials including necessary haulage, disposal and management of excavated materials etc. all complete as per the Specifications and the Drawings
CW.11.02.001 | Boulder mixed and common soil | cum | 981.16 |  |  |  |  | 351.345 | 344725.6602
CW.11.02.002 | Surface Rock excavation | cum | 981.16 |  |  |  |  | 1375.695 | 1349776.9062
CW.11.03 | Providing and placing geotextile as per the specification and the drawings | cum | 1813.6 |  |  |  |  | 233 | 422568.8
CW.11.04 | Catch Drain: Providing and placing of stone masonry works for rectangular channel section of 0.3 m x 0.3 m or as per the drawings and the specifications | rm | 453.4 |  |  |  |  | 3051.828 | 1383698.8152
CW.11.05 | Rock bolt
CW.11.05.001 | Supplying and Installing of rock bolt (L= 2.2m and 20 mm dia.) in fractured rock including drilling and grouting etc. all complete as per the specifications and the drawings | Nos. | 200 |  |  |  |  | 4131.05 | 826210
[5 empty] | SUB-TOTAL |  |  |  | 4473881.7816
[5 empty] | SUB-TOTAL OF B.7 |  |  |  | 117233559.6181
[5 empty] | SUB-TOTAL OF B |  |  |  | 533005456.5165
C. KUNABAN HEADWORKS CIVIL WORKS
CW.12 | Kunaban River diversion works
CW.12.01 | Site Clearance
CW.12.01.001 | Preparation of construction area by clearing, grubbing, uprooting and cutting of trees, removing the roots, carrying and disposal of the uncerviceable materials and stockpiling of serviceable materials at specified area | sqm | 1800 |  |  |  |  | 40.5 | 72900
CW.12.02 | Excavation: Excavation of various types of materials including necessary haulage, disposal and management of excavated materials etc. all complete as per the Specifications and the Drawings
CW.12.02.001 | Boulder mixed and common soil | cum | 1243.3604 |  |  |  |  | 351.345 | 436848.4597
CW.12.03 | Backfilling
CW.12.03.001 | Compacted back filling with non-cohesive materials in layers not exceeding 150mm with watering and haulage etc. all complete as per the Drawings and Specification. | cum | 962.1643 |  |  |  |  | 216.5 | 208308.5709
CW.12.04 | Providing of clay core in the center of the embankment for seepage control, with compaction and all complete | cum | 194.1327 |  |  |  |  | 300 | 58239.804
CW.12.05 | Concrete Works: Providing and placing of various grades of the concrete including compaction, curing , testing etc. and all complete as per the Specifications and the Drawings
CW.12.05.001 | Blinding concrete of C15 grade | cum | 33.1117 |  |  |  |  | 13018 | 431048.371
CW.12.06 | Stone masonry Works
CW.12.06.001 | Stone masonry Works in 1:4 cement mortar with all materials and all complete as per the Specifications and the Drawings | cum | 1276.3657 |  |  |  |  | 9781.5 | 12484770.7033
CW.12.07 | PVC Sheet: Providing, placing and lapping of PVC sheets all complete while protecting from puncture during placing and backfilling | sqm | 756.925 |  |  |  |  | 750 | 567693.75
CW.12.08 | Boulder Rip-Rap:Providing and placing boulder lining / rip-rap of the specified size with all complete as per Specifications and the Drawings | cum
CW.12.08.001 | Boulder Rip-Rap of 1.0m dia | cum | 1548.4368 |  |  |  |  | 4485.5 | 6945513.2664
[5 empty] | SUB-TOTAL |  |  |  | 21205322.9253
CW.13 | Flood Protection Works in Kunaban Headworks Area
CW.13.01 | Site Clearance
CW.13.01.001 | Preparation of construction area by clearing, grubbing, uprooting and cutting of trees, removing the roots, carrying and disposal of the uncerviceable materials and stockpiling of serviceable materials at specified area | sqm | 935 |  |  |  |  | 40.5 | 37867.5
CW.13.02 | Excavation: Excavation of various types of materials including necessary haulage, disposal and management of excavated materials etc. all complete as per the Specifications and the Drawings
CW.13.02.001 | Boulder mixed and common soil | cum | 5701.8 |  |  |  |  | 351.345 | 2003298.92
CW.13.02.002 | Surface Rock excavation | cum | 1425.45 |  |  |  |  | 1375.695 | 1960984.44
CW.13.03 | Backfilling
CW.13.03.001 | Compacted back filling with non-cohesive materials in layers not exceeding 150mm with watering and haulage etc. all complete as per the Drawings and Specification. | sqm | 7261.41 |  |  |  |  | 216.5 | 1572095.27
CW.13.04 | Concrete Works: Providing and placing of various grades of the concrete including compaction, curing , testing etc. and all complete as per the Specifications and the Drawings
CW.13.04.001 | Blinding Concrete (C15) | cum | 58.05 |  |  |  |  | 13018 | 755694.9
CW.13.04.002 | Concrete of grade C25 | cum | 1451.25 |  |  |  |  | 18138 | 26322772.5
CW.13.05 | Steel Reinforcement
CW.13.05.001 | Providing and placing of steel reinforcement of grade Fe 500 including cutting, bending, binding, fixing in position and all complete works as per the Specifications and Drawings | ton | 113.9231 |  |  |  |  | 153246.087 | 17458273.12
CW.13.06 | Boulder Rip-Rap:Providing and placing boulder lining / rip-rap of the specified size with all complete as per Specifications and the Drawings
CW.13.06.001 | Boulder Rip-Rap of 1.5m dia | cum | 1750 |  |  |  |  | 4485.5 | 7849625
[5 empty] | SUB-TOTAL |  |  |  | 57960611.65
CW.14 | Kunaban Weir and Stilling Basin
CW.14.01 | Site Clearance
CW.14.01.001 | Preparation of construction area by clearing, grubbing, uprooting and cutting of trees, removing the roots, carrying and disposal of the uncerviceable materials and stockpiling of serviceable materials at specified area | sqm | 2416.37 |  |  |  |  | 40.5 | 97862.99
CW.14.02 | Excavation: Excavation of various types of materials including necessary haulage, disposal and management of excavated materials etc. all complete as per the Specifications and the Drawings
CW.14.02.001 | Boulder mixed and common soil | cum | 4001.4 |  |  |  |  | 351.345 | 1405871.88
CW.14.02.002 | Surface Rock excavation | cum | 1000.35 |  |  |  |  | 1375.695 | 1376176.49
CW.14.03 | Backfilling
CW.14.03.001 | Compacted back filling with non-cohesive materials in layers not exceeding 150mm with watering and haulage etc. all complete as per the Drawings and Specification. | cum | 4157.925 |  |  |  |  | 216.5 | 900190.76
CW.14.04 | Formworks
CW.14.04.001 | Providing, preparing and installing formwork including necessary supports and removing after completion and all complete works as per the Specifications and Drawings | cum | 1282.8124 |  |  |  |  | 1226.1157 | 1572876.44
CW.14.05 | Concrete Works: Providing and placing of various grades of the concrete including compaction, curing , testing etc. and all complete as per the Specifications and the Drawings
CW.14.05.001 | Blinding concrete of C15 grade | cum | 30.5728 |  |  |  |  | 13018 | 397996.78
CW.14.05.002 | Concrete of grade C25 | cum | 822.5407 |  |  |  |  | 18138 | 14919243.51
CW.14.06 | Boulder Rip-Rap: Providing and placing boulder lining / rip-rap of the specified size with all complete as per Specifications and the Drawings
CW.14.06.001 | Boulder Rip-Rap of 1.0-1.25m dia | cum | 1081.6385 |  |  |  |  | 4485.5 | 4851689.4918
CW.14.06.002 | Boulder Rip-Rap of 1.25-1.50 m dia | cum | 2362.0115 |  |  |  |  | 4934.05 | 11654282.8416
CW.14.07 | Filter Layer: Providing and placing of filter layer as per the Specifications and the Drawings
CW.14.07.001 | Filter layer of thickness 0.5m | cum | 1974.2875 |  |  |  |  | 1563.5 | 3086798.4281
CW.14.08 | Clay Blanket: Providing and placing of clay blanket as per the Specifications and the Drawings
CW.14.08.001 | Clay blanket of thickness 0.5m | cum | 250.1796 |  |  |  |  | 300 | 75053.865
CW.14.09 | Steel Reinforcement
CW.14.09.001 | Providing and placing of steel reinforcement of grade Fe 500 including cutting, bending, binding, fixing in position and all complete works as per the Specifications and Drawings | ton | 48.43 |  |  |  |  | 153246.087 | 7421707.99
CW.14.10 | Joints: Providing and placing the expansion/ contraction joints all in position as per the drawings and all complete as per the specifications
CW.14.10.001 | Water Bar | m | 92 |  |  |  |  | 1693 | 155756
CW.14.10.002 | Seleant | m | 92 |  |  |  |  | 1245 | 114540
CW.14.10.003 | Hydroseal/joint filler | m2 | 40 |  |  |  |  | 1208 | 48320
CW.14.11 | Grouting: Supply and application of consolidated grouting works as required and all complete as per the specifications but excluding the drilling for grouting
CW.14.11.001 | Ordinary Cement Grouting | ton | 10 |  |  |  |  | 54500 | 545000
CW.14.11.002 | Cement / sand grouting (1:1) | ton | 2 |  |  |  |  | 54500 | 109000
CW.14.11.003 | Micro Fine Cement grouting | kg | 150 |  |  |  |  | 272.5 | 40875
CW.14.11.004 | Drilling for grouting including the grout pipe | m | 100 |  |  |  |  | 11600.82 | 1160082
[5 empty] | SUB-TOTAL |  |  |  | 49933324.4664
CW.15 | Kunaban Undersluice, Trash Passage and Fish Ladder
CW.15.01 | Site Clearance
CW.15.01.001 | Preparation of construction area by clearing, grubbing, uprooting and cutting of trees, removing the roots, carrying and disposal of the uncerviceable materials and stockpiling of serviceable materials at specified area | sqm | 976.4557 |  |  |  |  | 40.5 | 39546.46
CW.15.02 | Excavation: Excavation of various types of materials including necessary haulage, disposal and management of excavated materials etc. all complete as per the Specifications and the Drawings
CW.15.02.001 | Boulder mixed and common soil | cum | 3477.6579 |  |  |  |  | 351.345 | 1221857.72
CW.15.02.002 | Surface Rock Excavation | cum | 869.4145 |  |  |  |  | 1375.695 | 1196049.15
CW.15.03 | Backfilling
CW.15.03.001 | Compacted back filling with non-cohesive materials in layers not exceeding 150mm with watering and haulage etc. all complete as per the Drawings and Specification. | cum | 326.8966 |  |  |  |  | 216.5 | 70773.11
CW.15.04 | Formworks
CW.15.04.001 | Providing, preparing and installing formwork including necessary supports and removing after completion and all complete works as per the Specifications and Drawings | sqm | 4842.1691 |  |  |  |  | 1226.1157 | 5937059.62
CW.15.05 | Concrete Works: Providing and placing of various grades of the concrete including compaction, curing , testing etc. and all complete as per the Specifications and the Drawings
CW.15.05.001 | Blinding concrete of C15 grade (75mm thick) | cum | 61.2047 |  |  |  |  | 13018 | 796763.31
CW.15.05.002 | Concrete of grade C25 | cum | 3455.1588 |  |  |  |  | 18138 | 62669671.22
CW.15.06 | Steel Reinforcement
CW.15.06.001 | Providing and placing of steel reinforcement of grade Fe 500 including cutting, bending, binding, fixing in position and all complete works as per the Specifications and Drawings | ton | 271.23 |  |  |  |  | 153246.087 | 41564931.53
CW.15.07 | Hardstone Lining
CW.15.07.001 | Providing and laying of 400 mm thick Hard Stone Linning with non shrinkable rich mortar including curing and all complete as per the Specifications and the Drawings | cum | 119.925 |  |  |  |  | 9236.98 | 1107744.83
CW.15.09 | Joints: Providing and placing the expansion/ contraction joints all in position as per the drawings and all complete as per the specifications
CW.15.09.001 | Water Bar | m | 60 |  |  |  |  | 1693 | 101580
CW.15.09.002 | Seleant | m | 60 |  |  |  |  | 1245 | 74700
CW.15.09.003 | Hydroseal/joint filler | m2 | 120 |  |  |  |  | 1208 | 144960
[5 empty] | SUB-TOTAL |  |  |  | 114925636.95
CW.16 | Kunaban Intake and Gravel trap
CW.16.01 | Site Clearance
CW.16.01.001 | Preparation of construction area by clearing, grubbing, uprooting and cutting of trees, removing the roots, carrying and disposal of the uncerviceable materials and stockpiling of serviceable materials at specified area | sqm | 830.852 |  |  |  |  | 40.5 | 33649.51
CW.16.02 | Excavation: Excavation of various types of materials including necessary haulage, disposal and management of excavated materials etc. all complete as per the Specifications and the Drawings
CW.16.02.001 | Boulder mixed and common soil | cum | 4214.0338 |  |  |  |  | 351.345 | 1480579.69
CW.16.02.002 | Surface Rock Excavation | cum | 1053.5084 |  |  |  |  | 1375.695 | 1449306.29
CW.16.03 | Backfilling
CW.16.03.001 | Compacted back filling with non-cohesive materials in layers not exceeding 150mm with watering and haulage etc. all complete as per the Drawings and Specification. | cum | 48.6588 |  |  |  |  | 216.5 | 10534.63
CW.16.04 | Concrete Works: Providing and placing of various grades of the concrete including compaction, curing , testing etc. and all complete as per the Specifications and the Drawings
CW.16.04.001 | Blinding concrete of C15 grade | cum | 35.2854 |  |  |  |  | 13018 | 459345.73
CW.16.04.002 | Concrete of grade C25 | cum | 854.0694 |  |  |  |  | 18138 | 15491111.32
CW.16.04.003 | Plum Concrete of C15 with 40% Plum | cum | 116.91 |  |  |  |  | 11390.5 | 1331663.36
CW.16.05 | Formworks
CW.16.05.001 | Providing, preparing and installing formwork including necessary supports and removing after completion and all complete works as per the Specifications and Drawings | Nos. | 658.3446 |  |  |  |  | 1226.1157 | 807206.66
CW.16.06 | Steel Reinforcement
CW.16.06.001 | Providing and placing of steel reinforcement of grade Fe 500 including cutting, bending, binding, fixing in position and all complete works as per the Specifications and Drawings | ton | 67.0445 |  |  |  |  | 153246.087 | 10274299.65
CW.16.07 | Hardstone Lining
CW.16.07.001 | Providing and laying of 300 mm thick Hard Stone Linning with non shrinkable rich mortar including curing and all complete as per the Specifications and the Drawings | sqm | 180.8316 |  |  |  |  | 9236.98 | 1670337.87
CW.16.08 | Joints: Providing and placing the expansion/ contraction joints all in position as per the drawings and all complete as per the specifications
CW.16.08.001 | Water Bar | m | 40 |  |  |  |  | 1693 | 67720
CW.16.08.002 | Seleant | m | 40 |  |  |  |  | 1245 | 49800
CW.16.08.003 | Hydroseal/joint filler | m2 | 80 |  |  |  |  | 1208 | 96640
[5 empty] | SUB-TOTAL |  |  |  | 33222194.71
CW.17 | Settling Basin, Headpond, Spillway and Floodwall
CW.17.01 | Site Clearance
CW.17.01.001 | Preparation of construction area by clearing, grubbing, uprooting and cutting of trees, removing the roots, carrying and disposal of the uncerviceable materials and stockpiling of serviceable materials at specified area | sqm | 5280.55 |  |  |  |  | 40.5 | 213862.28
CW.17.02 | Excavation: Excavation of various types of materials including necessary haulage, disposal and management of excavated materials etc. all complete as per the Specifications and the Drawings
CW.17.02.001 | Boulder mixed and common soil | cum | 23056.315 |  |  |  |  | 351.345 | 8100720.99
CW.17.02.002 | Surface Rock excavation | cum | 23056.315 |  |  |  |  | 1375.695 | 31718457.26
CW.17.03 | Backfilling
CW.17.03.001 | Compacted back filling with non-cohesive materials in layers not exceeding 150mm with watering and haulage etc. all complete as per the Drawings and Specification. | cum | 16906.806 |  |  |  |  | 216.5 | 3660323.5
CW.17.04 | Concrete Works: Providing and placing of various grades of the concrete including compaction, curing , testing etc. and all complete as per the Specifications and the Drawings
CW.17.04.001 | Blinding concrete of C15 grade | cum | 299.1225 |  |  |  |  | 13018 | 3893976.71
CW.17.04.002 | Concrete of grade C25 | cum | 8000.482 |  |  |  |  | 18138 | 145112743.06
CW.17.05 | Formworks
CW.17.05.001 | Providing, preparing and installing formwork including necessary supports and removing after completion and all complete works as per the Specifications and Drawings | sqm | 9713.8602 |  |  |  |  | 1226.1157 | 11910316.64
CW.17.06 | Steel Reinforcement
CW.17.06.001 | Providing and placing of steel reinforcement of grade Fe 500 including cutting, bending, binding, fixing in position and all complete works as per the Specifications and Drawings | ton | 628.0378 |  |  |  |  | 153246.087 | 96244341.34
CW.17.07 | Gabion Works
CW.17.07.001 | Gabion Works with all materials and all complete as per the Specifications and the Drawings | cum | 1320.2942 |  |  |  |  | 5201.5 | 6867510.28
CW.17.08 | Stone masonry Works
CW.17.08.001 | Stone masonry Works in 1:4 cement mortar with all materials and all complete as per the Specifications and the Drawings | cum | 6363.1644 |  |  |  |  | 9781.5 | 62241292.19
CW.17.09 | Slope protection Works
CW.17.09.001 | Providing and placing of 4m long and 25mm dia. soil nail with drilling, grouting, face plates, nuts, etc. all complete | Nos | 199 |  |  |  |  | 14961.25 | 2977288.75
CW.17.10 | Surface Drainage Works
CW.17.10.001 | Catch Drain: Providing and placing of stone masonry works for rectangular channel section of 0.3 m x 0.3 m or as per the drawings and the specifications | rm | 161.4799 |  |  |  |  | 3051.828 | 492808.9
CW.17.11 | Sub-Surface Drainage works
CW.17.11.001 | Providing and placing 0.4m HDPE pipe | rm | 127.33 |  |  |  |  | 618 | 78689.94
CW.17.12 | Joints: Providing and placing the expansion/ contraction joints at all in position as per the Drawings and all complete as per the Sspecifications
CW.17.12.001 | Water Bar | m | 350 |  |  |  |  | 1693 | 592550
CW.17.12.002 | Sealant | m | 350 |  |  |  |  | 1245 | 435750
CW.17.12.003 | Hydroseal/joint filler | m2 | 700 |  |  |  |  | 1208 | 845600
CW.17.13 | Settling Basin Mechnical Flushing arrangement (S4) | LS | 1 |  |  |  |  | 45000000 | 45000000
[5 empty] | SUB-TOTAL |  |  |  | 420386231.84
[5 empty] | SUB-TOTAL OF B |  |  |  | 697633322.5417
D. WATERWAY AND UNDERGROUND STRUCTURES CIVIL WORKS
CW.18 | Headrace Pipe and Kholsi Crossing
CW.18.01 | Site Clearance
CW.18.01.001 | Preparation of construction area by clearing, grubbing, uprooting and cutting of trees, removing the roots, carrying and disposal of the unserviceable materials and stockpiling of serviceable materials at specified area | sqm | 5000 |  |  |  |  | 40.5 | 202500
CW.18.02 | Excavation: Excavation of various types of materials including necessary haulage, disposal and management of excavated materials etc. all complete as per the Specifications and the Drawings
CW.18.02.001 | Boulder mixed soil excavation | cum | 37916.5338 |  |  |  |  | 351.345 | 13321784.58
CW.18.02.002 | Surface Rock Excavation | cum | 6691.153 |  |  |  |  | 1375.695 | 9204985.77
CW.18.03 | Backfilling
CW.18.03.001 | Compacted back filling with non-cohesive materials in layers not exceeding 150mm with watering and haulage etc. all complete as per the Drawings and Specification. | cum | 13696.8528 |  |  |  |  | 216.5 | 2965368.62
CW.18.03.002 | 0.3 m thick selected gravel filling around the pipe | cum | 1400 |  |  |  |  | 1563.5 | 2188900
CW.18.04 | Concrete Works: Providing and placing of various grades of the concrete including compaction, curing , testing etc. and all complete as per the Specifications and the Drawings
CW.18.04.001 | Blinding concrete of C15 grade | cum | 566.65 |  |  |  |  | 13018 | 7376649.7
CW.18.04.002 | Concrete of grade C25 (including basepads) | cum | 1384.637 |  |  |  |  | 18138 | 25114545.91
CW.18.05 | Stone masonry Works
CW.18.05.001 | Stone masonry Works in 1:4 cement mortar with all materials and all complete as per the Specifications and the Drawings | cum | 149.717 |  |  |  |  | 9781.5 | 1464456.84
CW.18.06 | Formworks
CW.18.06.001 | Providing, preparing and installing formwork including necessary supports and removing after completion and all complete works as per the Specifications and Drawings | sqm | 770.85 |  |  |  |  | 1226.1157 | 945151.3
CW.18.07 | Steel Reinforcement
CW.18.07.001 | Providing and placing of steel reinforcement of grade Fe 500 including cutting, bending, binding, fixing in position and all complete works as per the Specifications and Drawings | ton | 101.629 |  |  |  |  | 153246.087 | 15574247.26
CW.18.08 | Gabion Works
CW.18.08.001 | Gabion Works with all materials and all complete as per the Specifications and the Drawings | cum | 280 |  |  |  |  | 5201.5 | 1456420
[5 empty] | SUB-TOTAL |  |  |  | 79815009.98
CW.19 | Inlet Portal
CW.19.01 | Site Clearance
CW.19.01.001 | Preparation of construction area by clearing, grubbing, uprooting and cutting of trees, removing the roots, carrying and disposal of the uncerviceable materials and stockpiling of serviceable materials at specified area | sqm | 1000 |  |  |  |  | 40.5 | 40500
CW.19.02 | Excavation: Excavation of various types of materials including necessary haulage, disposal and management of excavated materials etc. all complete as per the Specifications and the Drawings
CW.19.02.001 | Boulder mixed soil excavation | cum | 5096 |  |  |  |  | 351.345 | 1790454.12
CW.19.02.002 | Surface Rock Excavation | cum | 2184 |  |  |  |  | 1375.695 | 3004517.88
CW.19.03 | Rock bolt
CW.19.03.001 | Supplying and Installing of rock bolt (L= 3.5 m and 25 mm dia.) in fractured rock including drilling and grouting etc. all complete as per the specifications and the drawings | nos | 400 |  |  |  |  | 5381.75 | 2152700
CW.19.04 | Shotcrete Work
CW.19.04.001 | Providing and placing 75mm thick plain shortcrete including compaction, curing , testing etc. all complete as per the specifications and the drawings | sqm | 50 |  |  |  |  | 4132.7625 | 206638.125
CW.19.04.002 | Providing and placing 100 mm thick plain shortcrete including compaction, curing , testing etc. all complete as per the specifications and the drawings | sqm | 90 |  |  |  |  | 5510.35 | 495931.5
CW.19.05 | Wire mesh for shotcrete
CW.19.05.001 | Supply and placing 3.5 mm thick Wire mesh (50x50) mm including fixing and anchorage as specified. | sqm | 300 |  |  |  |  | 524 | 157200
CW.19.05.002 | Supply and placing 4.7 mm thick Wire mesh (100x100) mm including fixing and anchorage as specified. | sqm | 900 |  |  |  |  | 655 | 589500
CW.19.06 | 50 mm dia. 1m long Weep Holes | Nos. | 300 |  |  |  |  | 618 | 185400
[5 empty] | SUB-TOTAL |  |  |  | 8622841.625
CW.20 | Headrace Tunnel
CW.20.01 | Rock exavation in tunnel including cost of explosive and all materials, blasting, mucking, provision of air,ventilation , lighting, water management, dewatering, pumping, disposal and management of muck within the project site at the location provided by the Employer and all complete as per the specifications. | [7 empty] | 0
CW.20.01.001 | Underground Rock Excavation in rock class I to IV | cum | 11462.3608 |  |  |  |  | 6624.65 | 75934128.35
CW.20.01.002 | Underground Rock Excavation in rock class V to VI | cum | 22407.6533 |  |  |  |  | 7287.115 | 163287146.42
CW.20.02 | Shotcrete Work | [7 empty] | 0
CW.20.02.001 | Providing and placing 50 mm thick plain shortcrete including compaction, curing , testing etc. all complete as per the specifications and the drawings | sqm | 50 |  |  |  |  | 2755.175 | 137758.75
CW.20.02.002 | Providing and placing 75 mm thick plain shortcrete including compaction, curing , testing etc. all complete as per the specifications and the drawings | sqm | 50 |  |  |  |  | 4132.7625 | 206638.13
CW.20.02.003 | Providing and placing 100 mm thick plain shortcrete including compaction, curing , testing etc. all complete as per the specifications and the drawings | sqm | 50 |  |  |  |  | 5510.35 | 275517.5
CW.20.02.004 | Providing and placing 100 mm thick steel fibre shortcrete including compaction, curing , testing etc. all complete as per the specifications and the drawings | sqm | 24661.6888 |  |  |  |  | 5767.1 | 142226425.63
CW.20.02.005 | Providing and placing 120 mm thick steel fibre shortcrete including compaction, curing , testing etc. all complete as per the specifications and the drawings | sqm | 21693.5222 |  |  |  |  | 7208.875 | 156385890.11
CW.20.02.006 | Providing and placing 150 mm thick steel fibre shortcrete including compaction, curing , testing etc. all complete as per the specifications and the drawings | sqm | 11035.8686 |  |  |  |  | 8650.65 | 95467436.51
CW.20.03 | Wire mesh for shotcrete
CW.20.03.001 | Supply and placing of 4.7 mm thick Wire mesh (100x100) mm including fixing and anchorage as specified. | sqm | 31883.4275 |  |  |  |  | 655 | 20883645
CW.20.03.002 | Supply and placing 3.5 mm thick Wire mesh (50x50) mm including fixing and anchorage as specified. | sqm | 100 |  |  |  |  | 524 | 52400
CW.20.04 | Rock bolt
CW.20.04.001 | Supplying and Installing of rock bolt (L= 2.2m and 20 mm dia.) in fractured rock including drilling and grouting etc. all complete as per the specifications and the drawings | Nos. | 11194 |  |  |  |  | 4131.05 | 46242973.7
CW.20.04.002 | Supplying and Installing of rock bolt (L= 2.5 m and 20 mm dia.) in fractured rock including drilling and grouting etc. all complete as per the specifications and the drawings | Nos. | 15046 |  |  |  |  | 4267.25 | 64205043.5
CW.20.05 | Spiling Bolts
CW.20.05.001 | Providing and placing of Spiling bolts 6 m long 25mm dia. including drilling, grouting, etc. all complete as per the Specifications and the Drawings. | Nos. | 1427 |  |  |  |  | 12161.5 | 17354460.5
CW.20.06 | Grouting (Contact and/or injection grouting works inclusive of all materials and admixtures but except drilling works required for grouting)
CW.20.06.001 | Ordinary Cement Grouting | tons | 500 |  |  |  |  | 54500 | 27250000
CW.20.06.002 | Cement / sand grouting (1:1) | tons | 45 |  |  |  |  | 54500 | 2452500
CW.20.06.003 | Micro Fine Cement grouting | kg | 50 |  |  |  |  | 272.5 | 13625
CW.20.06.004 | Drilling for grouting including the grout pipe | m | 7476.18 |  |  |  |  | 11600.82 | 86729818.4676
CW.20.07 | Concrete Works: Providing and placing of various grades of the concrete including compaction, curing , testing etc. and all complete as per the Specifications and the Drawings
CW.20.07.001 | Concrete Lining (C25) | cum | 3997.0979 |  |  |  |  | 19397 | 77531707.4634
CW.20.07.002 | Invert concrete with 200mm thickness (Grade C25) | cum | 3056.3681 |  |  |  |  | 16339.5 | 49939527.0275
CW.20.08 | Steel Reinforcement
CW.208.001 | Providing and placing of steel reinforcement of grade Fe 500 including cutting, bending, binding, fixing in position and all complete works as per the Specifications and Drawings | tons | 339.603 |  |  |  |  | 166436.3636 | 56522284.606
CW.20.09 | Formworks
CW.20.09.001 | Providing, preparing and installing of formwork including necessary supports and removing after completion and all complete works as per the Specifications and Drawings | sqm | 10481.2788 |  |  |  |  | 1234.3283 | 12937339.44
CW.20.10 | Steel Ribs
CW.20.10.001 | Providing and installing steel ribs or strut of ISMB 150 including fixing materials, tie bars, concrete footing, etc. all complete as per the Specifications and the Drawings. | tons | 170.6613 |  |  |  |  | 338528.5 | 57773717.3945
CW.20.10.002 | Providing and installing steel ribs or strut of ISMB 200 or higher grade Steel Sections including fixing materials, tie bars, concrete footing, etc. all complete as per the Specifications and the Drawings. | tons | 5 |  |  |  |  | 355454.925 | 1777274.625
CW.20.11 | Supplying and fixing of additional tie rods, not covered under rib section, as instructed by the Engineer depending on the site condition | kg | 20814.41 |  |  |  |  | 183.08 | 3810702.1828
CW.20.12 | Cleaning of Invert with transportation and disposal of spoil to the satisfaction of the Engineer | sqm | 19536 |  |  |  |  | 350 | 6837600
CW.20.13 | Additional mucking for geological overbreak
CW.20.13.001 | Mucking of geological overbreak | cum | 1120.3827 |  |  |  |  | 728.7115 | 816435.7321
[5 empty] | SUB-TOTAL |  |  |  | 1167051996.0388
CW.21 | Adit 1 and Adit 2 for Headrace Tunnel
CW.21.01 | Rock exavation in tunnel including cost of explosive and all materials, blasting, mucking, provision of air,ventilation , lighting, water management, dewatering, pumping, disposal and management of muck within the project site at the location provided by the Employer and all complete as per the specifications. | cum | 3404.949 |  |  |  |  | 6624.65 | 22556595.3
CW.21.02 | Shotcrete Work
CW.21.02.001 | Providing and placing 100 mm thick steel fibre shortcrete including compaction, curing , testing etc. all complete as per the specifications and the drawings | sqm | 1778.6276 |  |  |  |  | 5767.1 | 10257523.07
CW.21.02.002 | Providing and placing 120 mm thick steel fibre shortcrete including compaction, curing , testing etc. all complete as per the specifications and the drawings | sqm | 1061.0636 |  |  |  |  | 7208.875 | 7649075.09
CW.21.02.003 | Providing and placing 150 mm thick steel fibre shortcrete including compaction, curing , testing etc. all complete as per the specifications and the drawings | sqm | 701.2628 |  |  |  |  | 8650.65 | 6066379.42
CW.21.03 | Wire mesh
CW.21.03.001 | Supply and placing of 4.7 mm thick Wire mesh (100x100) mm including fixing and anchorage as specified. | sqm | 1416.3816 |  |  |  |  | 655 | 927729.96
CW.21.03.002 | Supply and placing of 3.5 mm thick Wire mesh (50x50) mm including fixing and anchorage as specified. | sqm | 50 |  |  |  |  | 524 | 26200
CW.21.04 | Rock bolt
CW.21.04.001 | Supplying and Installing of rock bolt (L= 2.2 m and 20 mm dia.) in fractured rock including drilling and grouting etc. all complete as per the specifications and the drawings | nos | 1369 |  |  |  |  | 4131.05 | 5655407.45
CW.21.04.002 | Supplying and Installing of rock bolt (L= 2.5 m and 20 mm dia.) in fractured rock including drilling and grouting etc. all complete as per the specifications and the drawings | nos | 1414 |  |  |  |  | 4267.25 | 6033891.5
CW.21.05 | Steel Ribs
CW.21.05.001 | Providing and installing steel ribs or strut of ISMB 150 including fixing materials, tie bars, concrete footing, etc. all complete as per the Specifications and the Drawings. | tons | 3 |  |  |  |  | 338528.5 | 1015585.5
CW.21.05.002 | Providing and installing steel ribs or strut of ISMB 200 or higher grade Steel Sections including fixing materials, tie bars, concrete footing, etc. all complete as per the Specifications and the Drawings. | tons | 1 |  |  |  |  | 355454.925
CW.21.06 | Cleaning of Invert with transportation and disposal of spoil to the satisfaction of the Engineer | sqm | 830.208 |  |  |  |  | 350 | 290572.8
CW.21.07 | Concrete Works: Providing and placing of various grades of the concrete including compaction, curing , testing etc. and all complete as per the Specifications and the Drawings
CW.21.07.001 | Concrete grade of C20 (Invert Concrete) | cum | 166.0416 |  |  |  |  | 16339.5 | 2713036.72
CW.21.08 | Steel Reinforcement
CW.21.08.001 | Providing and placing of steel reinforcement of grade Fe 500 including cutting, bending, binding, fixing in position and all complete works as per the Specifications and Drawings | tons | 13.4982 |  |  |  |  | 166436.3636 | 2246598.98
CW.21.9 | Supplying and fixing of additional tie rods, not covered under rib section, as instructed by the Engineer depending on the site condition | Kg | 681.23 |  |  |  |  | 183.08 | 124719.59
[5 empty] | SUB-TOTAL |  |  |  | 65563315.38
CW.22 | Portal for Adit Tunnel 1 & 2 (HRT)
CW.22.01 | Site Clearance
CW.22.01.001 | Preparation of construction area by clearing, grubbing, uprooting and cutting of trees, removing the roots, carrying and disposal of the unserviceable materials and stockpiling of serviceable materials at specified area. | sqm | 340 |  |  |  |  | 40.5 | 13770
CW.22.02 | Earthworks: Excavation of various types of materials including necessary haulage, disposal and management of excavated materials etc., compacted backfilling as required and all complete as per the Specifications and the Drawings
CW.22.02.001 | Surface Rock Excavation | cum | 7578.2 |  |  |  |  | 1375.695 | 10425291.849
CW.22.03 | Rock bolt
CW.22.03.001 | Supplying and Installing of rock bolt (L= 3.5 m and 25 mm dia ) in fractured rock including drilling and grouting etc. all complete as per the specifications and the drawings | nos | 523 |  |  |  |  | 5381.75 | 2814655.25
CW.22.04 | Shotcrete Work
CW.22.04.001 | Providing and placing 50 mm thick plain shortcrete including compaction, curing , testing etc. all complete as per the specifications and the drawings | sqm | 50 |  |  |  |  | 2755.175 | 137758.75
CW.22.04.002 | Providing and placing 75 mm thick plain shortcrete including compaction, curing , testing etc. all complete as per the specifications and the drawings | sqm | 50 |  |  |  |  | 4132.7625 | 206638.125
CW.22.04.003 | Providing and placing 100 mm thick plain shortcrete including compaction, curing , testing etc. all complete as per the specifications and the drawings | sqm | 1173.95 |  |  |  |  | 5510.35 | 6468875.3825
CW.22.05 | 50 mm dia. 1m long Weep Holes | nos | 392 |  |  |  |  | 618 | 242256
CW.22.06 | Wire mesh for shotcrete
CW.22.06.001 | Supplly and placing of 3.5 mm thick Wire mesh (50*50)mm including fixing and anchorage as specified. | sqm | 100 |  |  |  |  | 524 | 52400
CW.22.06.002 | Supplly and placing of 4.7 mm thick Wire mesh (100*100)mm including fixing and anchorage as specified. | sqm | 1173.95 |  |  |  |  | 655 | 768937.25
[5 empty] | SUB-TOTAL |  |  |  | 21130582.6065
CW.23 | Aeration Tunnel
CW.23.01 | Rock exavation in tunnel including cost of explosive and all materials, blasting, mucking, provision of air,ventilation , lighting, water, dewatering, pumping, disposal and management of muck within the project site at the location provided by the Employer and all complete as per the specifications. | cum | 395.2237 |  |  |  |  | 6624.65 | 2618218.4
CW.23.02 | Shortcrete
CW.23.02.001 | Providing and placing 50 mm thick plain shortcrete including compaction, curing , testing etc. all complete as per the specifications and the drawings | sqm | 10 |  |  |  |  | 2755.175
CW.23.02.002 | Providing and placing 75 mm thick plain shortcrete including compaction, curing , testing etc. all complete as per the specifications and the drawings | sqm | 20 |  |  |  |  | 4132.7625
CW.23.02.003 | Providing and placing 100 mm thick steel fibre shortcrete including compaction, curing , testing etc. all complete as per the specifications and the drawings | sqm | 252.9664 |  |  |  |  | 5767.1 | 1458882.29
CW.23.02.004 | Providing and placing 120 mm thick steel fibre shortcrete including compaction, curing , testing etc. all complete as per the specifications and the drawings | sqm | 25 |  |  |  |  | 7208.875 | 180221.88
CW.23.02.005 | Providing and placing 150 mm thick steel fibre shortcrete including compaction, curing , testing etc. all complete as per the specifications and the drawings | sqm | 63.2416 |  |  |  |  | 8650.65 | 547080.86
CW.23.03 | Wire mesh for shotcrete
CW.23.03.001 | Supply and placing of 3.5 mm thick Wire mesh (50*50)mm including fixing and anchorage as specified. | sqm | 10 |  |  |  |  | 524 | 5240
CW.23.03.002 | Supply and placing of 4.7 mm thick Wire mesh (100*100)mm including fixing and anchorage as specified. | sqm | 31.6208 |  |  |  |  | 655 | 20711.62
CW.23.04 | Rock bolts
CW.23.04.001 | Supplying and Installing of rock bolt (L= 2.5 m and 20 mm dia.) in fractured rock including drilling and grouting etc. all complete as per the specifications and the drawings | nos | 220 |  |  |  |  | 4267.25 | 938795
CW.23.05 | Spiling bolts
CW.23.05.001 | Providing and placing of Spiling bolts 6 m long 25mm dia. including drilling, grouting, etc. all complete as per the Specifications and the Drawings. | nos | 25 |  |  |  |  | 12161.5 | 304037.5
CW.23.06 | Steel Ribs
CW.23.06.001 | Providing and installing steel ribs or strut of ISMB 150 including fixing materials, tie bars, concrete footing, etc. all complete as per the Specifications and the Drawings. | tons | 0.94862 |  |  |  |  | 338528.5 | 321136.2072
CW.23.07 | Cleaning of Invert with transportation and disposal of spoil to the satisfaction of the Engineer | sqm | 123 |  |  |  |  | 350 | 43050
CW.23.08 | Supplying and fixing of additional tie rods, not covered under rib section, as instructed by the Engineer depending on the site condition | Kg | 94.8624 |  |  |  |  | 183.08 | 17367.41
[5 empty] | SUB-TOTAL |  |  |  | 6454741.1672
CW.24 | Surge Shaft
CW.24.01 | Rock exavation in surge shaft including cost of explosive and all materials, blasting, mucking, provision of air, ventilation, lighting, water, dewatering, pumping, disposal and management of muck within the project site at the location provided by the Employer and all complete as per the specifications. | cum | 4257.3018 |  |  |  |  | 10548 | 44906019.34
CW.24.02 | Concrete Works: Providing and placing of various grades of the concrete including compaction, curing , testing etc. and all complete as per the Specifications and the Drawings
CW.24.02.001 | Concrete lining of C25 | cum | 1465.3046 |  |  |  |  | 27155.8 | 39791519.65
CW.24.03 | Steel Reinforcement
CW.24.03.001 | Providing and placing of steel reinforcement of grade Fe 500 including cutting, bending, binding, fixing in position and all complete works as per the Specifications and Drawings | tons | 164.0006 |  |  |  |  | 174758.1818 | 28660439.91
CW.24.04 | Formworks
CW.24.04.001 | Providing, preparing and installing of formwork including necessary supports and removing after completion and all complete works as per the Specifications and Drawings | sqm | 1758.3656 |  |  |  |  | 1728.0597 | 3038560.63
CW.24.05 | Rock bolt
CW.24.05.001 | Supplying and Installing of rock bolt (L= 3 m and 25 mm dia.) in fractured rock including drilling and grouting etc. all complete as per the specifications and the drawings | Nos. | 690 |  |  |  |  | 6690.6 | 4616514
CW.24.06 | Shotcrete Work
CW.24.06.001 | Providing and placing 100 mm thick steel fibre shortcrete including compaction, curing , testing etc. all complete as per the specifications and the drawings | sqm | 1640.0056 |  |  |  |  | 8073.94 | 13241306.9186
CW.24.06.002 | Providing and placing 150 mm thick steel fibre shortcrete including compaction, curing , testing etc. all complete as per the specifications and the drawings | sqm | 20 |  |  |  |  | 12110.91 | 242218.2
[5 empty] | SUB-TOTAL |  |  |  | 134496578.6486
CW.25 | Outlet Portal
CW.25.01 | Site Clearance
CW.25.01.001 | Preparation of construction area by clearing, grubbing, uprooting and cutting of trees, removing the roots, carrying and disposal of the uncerviceable materials and stockpiling of serviceable materials at specified area | sqm | 1500 |  |  |  |  | 40.5 | 60750
CW.25.02 | Excavation: Excavation of various types of materials including necessary haulage, disposal and management of excavated materials etc. all complete as per the Specifications and the Drawings
CW.25.02.001 | Surface Rock Excavation | cum | 4824 |  |  |  |  | 1375.695 | 6636352.68
CW.25.03 | Rock bolt
CW.25.03.001 | Supplying and Installing of rock bolt (L= 3.5 m and 25 mm dia.) in fractured rock including drilling and grouting etc. all complete as per the specifications and the drawings | nos | 576 |  |  |  |  | 5381.75 | 3099888
CW.25.04 | Shotcrete Work
CW.25.04.001 | Providing and placing 100 mm thick plain shortcrete including compaction, curing , testing etc. all complete as per the specifications and the drawings | sqm | 432 |  |  |  |  | 5510.35 | 2380471.2
CW.25.04.002 | Providing and placing 75 mm thick plain shortcrete including compaction, curing , testing etc. all complete as per the specifications and the drawings | sqm | 50 |  |  |  |  | 4132.7625 | 206638.13
CW.25.04.003 | Providing and placing 50 mm thick plain shortcrete including compaction, curing , testing etc. all complete as per the specifications and the drawings | sqm | 100 |  |  |  |  | 2755.175 | 275517.5
CW.25.05 | 50 mm dia. 1m long Weep Holes | nos | 432 |  |  |  |  | 618 | 266976
CW.25.06 | Wire mesh for shotcrete
CW.25.06.001 | Supply and placing of 3.5 mm thick Wire mesh (50*50)mm including fixing and anchorage as specified. | sqm | 100 |  |  |  |  | 524 | 52400
CW.25.06.002 | Supply and placing of 4.7 mm thick Wire mesh (100*100)mm including fixing and anchorage as specified. | sqm | 1296 |  |  |  |  | 655 | 848880
[5 empty] | SUB-TOTAL |  |  |  | 13827873.51
CW.26 | Vertical Drop Shaft
CW.26.01 | Underground Rock exavation in vertical shaft, irrespective of encountered rock type, including the cost of explosive and all materials, blasting, mucking, provision of air ventilation , lighting, water, dewatering, pumping, disposal and management of muck within the project site at the location provided by the Employer and all complete as per the specifications. | cum | 5576.735 |  |  |  |  | 16575 | 92434382.46
CW.26.02 | Rock bolt
CW.26.02.001 | Supplying and Installing of rock bolt (L= 2.5m and 25 mm dia.) in fractured rock including drilling and grouting etc. all complete as per the specifications and the drawings | nos | 2894 |  |  |  |  | 6400.875 | 18524132.25
CW.26.03 | Shotcrete Work
CW.26.03.001 | Providing and placing 100 mm thick steel fibre shortcrete including compaction, curing , testing etc. all complete as per the specifications and the drawings | sqm | 50 |  |  |  |  | 8073.94 | 403697
CW.26.03.002 | Providing and placing 120 mm thick steel fibre shortcrete including compaction, curing , testing etc. all complete as per the specifications and the drawings | sqm | 3680.5794 |  |  |  |  | 10092.425 | 37145971.24
CW.26.03.003 | Providing and placing 150 mm thick steel fibre shortcrete including compaction, curing , testing etc. all complete as per the specifications and the drawings | sqm | 1577.3912 |  |  |  |  | 12110.91 | 19103642.35
CW.26.03.004 | Providing and placing 100 mm thick plain shortcrete including compaction, curing , testing etc. all complete as per the specifications and the drawings | sqm | 20 |  |  |  |  | 7714.49 | 154289.8
CW.26.04 | Cleaning and Scaling | sqm | 6617.576 |  |  |  |  | 350 | 2316151.6
CW.26.05 | Steel Ribs
CW.26.05.001 | Providing and installing steel ribs or strut of ISMB 150 including fixing materials, tie bars, concrete footing, etc. all complete as per the Specifications and the Drawings. | ton | 15.7739 |  |  |  |  | 473939.9 | 7475886.0773
CW.26.06 | Wire mesh for shotcrete
CW.26.06.001 | Supply and placing 4.7 mm thick Wiremesh (100*100) mm including fixing and anchorage as specified. | sqm | 1314.4926 |  |  |  |  | 655 | 860992.6738
CW.26.06.002 | Supply and placing 3.5 mm thick Wiremesh (50*50) mm including fixing and anchorage as specified. | sqm | 15.7739 |  |  |  |  | 524 | 8265.5297
CW.26.07 | Concrete Works: Providing and placing of various grades of the concrete including compaction, curing , testing etc. and all complete as per the Specifications and the Drawings
CW.26.07.001 | Concrete of grade C20 for anchor blocks | cum | 3333 |  |  |  |  | 16339.5 | 54459553.5
CW.26.07.002 | Concrete of grade C20 as backfill concrete | cum | 2563.2606 |  |  |  |  | 17973.45 | 46070636.8
CW.26.08 | Formworks
CW.26.08.001 | Providing, preparing and installing of formwork including necessary supports and removing after completion and all complete works as per the Specifications and Drawings | sqm | 270 |  |  |  |  | 1234.3283 | 333268.6519
CW.26.09 | Steel Reinforcement
CW.26.09.001 | Providing and placing of steel reinforcement of grade Fe 500 including cutting, bending, binding, fixing in position and all complete works as per the Specifications and Drawings | tons | 130.8202 |  |  |  |  | 166436.3636 | 21773246.7
[5 empty] | SUB-TOTAL |  |  |  | 301064116.6326
CW.27 | Butterfly Valve Chamber
CW.27.01 | Underground Rock exavation in Cavern, irrespective of encountered rock type, including the cost of explosive and all materials, blasting, mucking, provision of air ventilation , lighting, water, dewatering, pumping, disposal and management of muck within the project site at the location provided by the Employer and all complete as per the specifications. | cum | 1655.3586 |  |  |  |  | 6677.44 | 11053557.75
CW.27.02 | Shotcrete Work
CW.27.02.001 | Providing and placing 100 mm thick steel fibre reinforced shortcrete including compaction, curing , testing etc. all complete as per the specifications and the drawings | sqm | 60 |  |  |  |  | 5767.1 | 346026
CW.27.02.002 | Providing and placing 120 mm thick steel fibre reinforced shortcrete including compaction, curing , testing etc. all complete as per the specifications and the drawings | sqm | 30 |  |  |  |  | 7208.875 | 216266.25
CW.27.02.003 | Providing and placing 150 mm thick steel fibre reinforced shortcrete including compaction, curing , testing etc. all complete as per the specifications and the drawings | sqm | 491.2749 |  |  |  |  | 8650.65 | 4249847.5147
CW.27.03 | Wire mesh for shotcrete
CW.27.03.001 | 3.5 mm thick Wire mesh (50*50) cm including fixing and anchorage as specified. | sqm | 50 |  |  |  |  | 524 | 26200
CW.27.03.002 | 4.7 mm thick Wire mesh (100*100) cm including fixing and anchorage as specified. | sqm | 196.51 |  |  |  |  | 655 | 128714.03
CW.27.04 | Rock bolts
CW.27.04.001 | Supplying and Installing of rock bolt (L= 3.5 m and 25 mm dia.) in fractured rock including drilling and grouting etc. all complete as per the specifications and the drawings | Nos | 492 |  |  |  |  | 5381.75 | 2647821
CW.27.05 | Spiling bolts
CW.27.05.002 | Providing and placing of Spiling bolts 6 m long 25mm dia. including drilling, grouting, etc. all complete as per the Specifications and the Drawings. | nos | 151 |  |  |  |  | 12161.5 | 1836386.5
CW.27.06 | Steel Ribs
CW.27.06.001 | Providing and installing steel ribs or strut of ISMB 150 including fixing materials, tie bars, concrete footing, etc. all complete as per the Specifications and the Drawings. | tons | 7.385 |  |  |  |  | 338528.5 | 2500025.38
CW.27.06.002 | Providing and installing steel ribs or strut of ISMB 200 or higher grade Steel Sections including fixing materials, tie bars, concrete footing, etc. all complete as per the Specifications and the Drawings. | tons | 1 |  |  |  |  | 355454.925
CW.27.07 | Cleaning of Invert with transportation and disposal of spoil to the satisfaction of the Engineer | sqm | 148.41 |  |  |  |  | 350 | 51943.5
CW.27.08 | Concrete Works: Providing and placing of various grades of the concrete including compaction, curing , testing etc. and all complete as per the Specifications and the Drawings
CW.27.08.001 | Concrete grade of C20 (Invert Concrete) | cum | 30.7296 |  |  |  |  | 16339.5 | 502106.3
CW.27.08.002 | Concrete grade of C25 (Butterfly Valve Chamber) | cum | 461.68 |  |  |  |  | 19397 | 8955206.96
CW.27.09 | Steel Reinforcement
CW.27.09.001 | Providing and placing of steel reinforcement of grade Fe 500 including cutting, bending, binding, fixing in position and all complete works as per the Specifications and Drawings | tons | 28.9906 |  |  |  |  | 166436.3636 | 4825092.57
CW.27.10 | Supplying and fixing of additional tie rods, not covered under rib section, as instructed by the Engineer depending on the site condition | Kg | 738.4978 |  |  |  |  | 183.08 | 135204.17
[5 empty] | SUB-TOTAL |  |  |  | 37474397.9247
CW.28 | Butterfly Valve Access Portal
CW.28.01 | Site Clearance
CW.28.01.001 | Preparation of construction area by clearing, grubbing, uprooting and cutting of trees, removing the roots, carrying and disposal of the uncerviceable materials and stockpiling of serviceable materials at specified area | sqm | 350 |  |  |  |  | 40.5 | 14175
CW.28.02 | Excavation: Excavation of various types of materials including necessary haulage, disposal and management of excavated materials etc. all complete as per the Specifications and the Drawings
CW.28.02.001 | Surface Rock Excavation | cum | 5714.58 |  |  |  |  | 1375.695 | 7861519.1331
CW.28.03 | Rock bolts
CW.28.03.001 | Supplying and Installing of rock bolt (L= 3.5 m and 25 mm dia.) in fractured rock including drilling and grouting etc. all complete as per the specifications and the drawings | nos | 445 |  |  |  |  | 5381.75 | 2394878.75
CW.28.04 | Shotcrete Work
CW.28.04.001 | Providing and placing 50 mm thick plain shortcrete including compaction, curing , testing etc. all complete as per the specifications and the drawings | sqm | 20 |  |  |  |  | 2755.175 | 55103.5
CW.28.04.002 | Providing and placing 75 mm thick plain shortcrete including compaction, curing , testing etc. all complete as per the specifications and the drawings | sqm | 50 |  |  |  |  | 4132.7625 | 206638.125
CW.28.04.003 | Providing and placing 100 mm thick plain shortcrete including compaction, curing , testing etc. all complete as per the specifications and the drawings | sqm | 1000 |  |  |  |  | 5510.35 | 5510350
CW.28.05 | 50 mm dia. 1m long Weep Holes | nos | 334 |  |  |  |  | 618 | 206412
CW.28.06 | Wire mesh for shotcrete
CW.28.06.001 | Supply and placing of 3.5 mm thick Wire mesh (50*50) mm including fixing and anchorage as specified. | sqm | 20 |  |  |  |  | 524 | 10480
CW.28.06.001 | Supply and Placing of 4.7 mm thick Wire mesh (150*150) cm including fixing and anchorage as specified. | sqm | 1000 |  |  |  |  | 655 | 655000
[5 empty] | SUB-TOTAL |  |  |  | 16914556.5081
CW.29 | Butterfly Valve Access Tunnel
CW.29.01 | Excavation works
CW.29.01.001 | Underground Rock exavation in tunnel, irrespective of encountered rock type, including the cost of explosive and all materials, blasting, mucking, provision of air,ventilation , lighting, water, dewatering, pumping, disposal and management of muck within the project site at the location provided by the Employer and all complete as per the specifications. | cum | 1035.3929 |  |  |  |  | 6624.65 | 6859115.8915
CW.29.02 | Shotcrete Work
CW.29.02.001 | Providing and placing 50 mm thick plain shortcrete including compaction, curing , testing etc. all complete as per the specifications and the drawings | sqm | 10 |  |  |  |  | 2755.175 | 27551.75
CW.29.02.002 | Providing and placing 75 mm thick plain shortcrete including compaction, curing , testing etc. all complete as per the specifications and the drawings | sqm | 12 |  |  |  |  | 4132.7625 | 49593.15
CW.29.02.003 | Providing and placing 100 mm thick plain shortcrete including compaction, curing , testing etc. all complete as per the specifications and the drawings | sqm | 10 |  |  |  |  | 5767.1
CW.29.02.004 | Providing and placing 100 mm thick steel fibre shortcrete including compaction, curing , testing etc. all complete as per the specifications and the drawings | sqm | 388.5246 |  |  |  |  | 5767.1 | 2240660.4862
CW.29.02.005 | Providing and placing 120 mm thick steel fibre shortcrete including compaction, curing , testing etc. all complete as per the specifications and the drawings | sqm | 231.7271 |  |  |  |  | 7208.875 | 1670491.5778
CW.29.02.006 | Providing and placing 150 mm thick steel fibre shortcrete including compaction, curing , testing etc. all complete as per the specifications and the drawings | sqm | 153.097 |  |  |  |  | 8650.65 | 1324388.7179
CW.29.03 | Concrete Works: Providing and placing of various grades of the concrete including compaction, curing , testing etc. and all complete as per the Specifications and the Drawings
CW.29.03.001 | Concrete of C25 grade (concrete Lining) | cum | 38.8525 |  |  |  |  | 19397 | 753621.2559
CW.29.03.002 | Concrete of C20 grade (invert concrete) | sqm | 44.761 |  |  |  |  | 16339.5 | 731371.7059
CW.29.04 | Formworks
CW.29.04.001 | Providing, preparing and installing of formwork including necessary supports and removing after completion and all complete works as per the Specifications and Drawings | sqm | 155.4099 |  |  |  |  | 1234.3283 | 191826.7926
CW.29.05 | Steel Reinforcement
CW.29.05.001 | Providing and placing of steel reinforcement of grade Fe 500 including cutting, bending, binding, fixing in position and all complete works as per the Specifications and Drawings | ton | 2.6353 |  |  |  |  | 166436.3636 | 438610.0021
CW.29.06 | Rock bolts
CW.29.06.001 | Supplying and Installing of rock bolt (L= 2.5 m and 20 mm dia.) in fractured rock including drilling and grouting etc. all complete as per the specifications and the drawings | Nos | 1212 |  |  |  |  | 4267.25 | 5171907
CW.29.07 | Spilling Bolts
CW.29.07.001 | Providing and placing of Spiling bolts 6 m long 25mm dia. including drilling, grouting, etc. all complete as per the Specification and the Drawings | Nos | 114 |  |  |  |  | 12161.5 | 1386411
CW.29.08 | Cleaning of Invert with transportation and disposal of spoil to the satisfaction of the Engineer | sqm | 1053.6898 |  |  |  |  | 350 | 368791.4275
CW.29.09 | Wiremesh
CW.29.09.001 | Supply and placing of 3.5 mm thick Wire mesh (50*50) mm including fixing and anchorage as specified. | sqm | 10 |  |  |  |  | 524 | 5240
CW.29.09.002 | Supply and placing of 4.7 mm thick Wire mesh (100*100) mm including fixing and anchorage as specified. | sqm | 84.0826 |  |  |  |  | 655 | 55074.0841
CW.29.10 | Steel Ribs
CW.29.10.001 | Providing and installing steel ribs or strut of ISMB 150 including fixing materials, tie bars, concrete footing, etc. all complete as per the Specifications and the Drawings. | ton | 1.5832 |  |  |  |  | 338528.5 | 535968.4826
[5 empty] | SUB-TOTAL |  |  |  | 21810623.3242
CW.30 | Horizontal Penstock Shaft I, II, III & IV
CW.30.01 | Excavation works
CW.30.01.001 | Underground Rock exavation in tunnel, irrespective of encountered rock type, including the cost of explosive and all materials, blasting, mucking, provision of air,ventilation , lighting, water, dewatering, pumping, disposal and management of muck within the project site at the location provided by the Employer and all complete as per the specifications. | cum | 6999.7922 |  |  |  |  | 6624.65 | 46371173.4445
CW.30.02 | Shotcrete Work
CW.30.02.001 | Providing and placing 50 mm thick plain shortcrete including compaction, curing , testing etc. all complete as per the specifications and the drawings | sqm | 20 |  |  |  |  | 2755.175 | 55103.5
CW.30.02.002 | Providing and placing 75 mm thick plain shortcrete including compaction, curing , testing etc. all complete as per the specifications and the drawings | sqm | 20 |  |  |  |  | 4132.7625 | 82655.25
CW.30.02.003 | Providing and placing 100 mm thick plain shortcrete including compaction, curing , testing etc. all complete as per the specifications and the drawings | sqm | 20 |  |  |  |  | 5510.35 | 110207
CW.30.02.004 | Providing and placing 100 mm thick steel fibre shortcrete including compaction, curing , testing etc. all complete as per the specifications and the drawings | sqm | 20 |  |  |  |  | 5767.1
CW.30.02.005 | Providing and placing 120 mm thick steel fibre shortcrete including compaction, curing , testing etc. all complete as per the specifications and the drawings | sqm | 4689.711 |  |  |  |  | 7208.875 | 33807540.6378
CW.30.02.006 | Providing and placing 150 mm thick steel fibre shortcrete including compaction, curing , testing etc. all complete as per the specifications and the drawings | sqm | 1797.1613 |  |  |  |  | 8650.65 | 15546613.37
CW.30.03 | Wiremesh for shotcrete
CW.30.03.001 | Supply and placing of 4.7 mm thick Wire mesh (100*100) mm including fixing and anchorage as specified. | sqm | 599.0538 |  |  |  |  | 655 | 392380.22
CW.30.03.002 | Supply and placing of 3.5 mm thick Wire mesh (50*50) mm including fixing and anchorage as specified. | sqm | 42 |  |  |  |  | 524 | 22008
CW.30.04 | Rock bolt
CW.30.04.001 | Supplying and Installing of rock bolt (L=2.5m and 20 mm dia.) in fractured rock including drilling and grouting etc. all complete as per the specifications and the drawings | nos | 3115 |  |  |  |  | 4267.25 | 13292483.75
CW.30.05 | Spiling bolts
CW.30.05.002 | Providing and placing of Spiling bolts 6 m long 25mm dia. including drilling, grouting, etc. all complete as per the Specifications and the Drawings. | nos | 673 |  |  |  |  | 12161.5 | 8184689.5
CW.30.06 | Steel Ribs
CW.30.06.001 | Providing and installing steel ribs or strut of ISMB 150 including fixing materials, tie bars, concrete footing, etc. all complete as per the Specifications and the Drawings. | tons | 18.1917 |  |  |  |  | 338528.5 | 6158411.28
CW.30.07 | Cleaning of Invert with transportation and disposal of spoil to the satisfaction of the Engineer | sqm | 2412.8504 |  |  |  |  | 350 | 844497.64
CW.30.08 | Supplying and fixing of additional tie rods, not covered under rib section, as instructed by the Engineer depending on the site condition | Kg | 3638.3414 |  |  |  |  | 183.08 | 666107.54
CW.30.09 | Concrete Works: Providing and placing of various grades of the concrete including compaction, curing , testing etc. and all complete as per the Specifications and the Drawings
CW.30.09.001 | Concrete of C20 grade (backfill) | cum | 4796.2477 |  |  |  |  | 17973.45 | 86205118.29
CW.30.09.002 | C20 Concrete at Invert | cum | 134.6707 |  |  |  |  | 16339.5 | 2200452.23
CW.30.10.001 | Steel Reinforcement
CW.30.10.001 | Providing and placing of steel reinforcement of grade Fe 500 including cutting, bending, binding, fixing in position and all complete works as per the Specifications and Drawings | ton | 0.59365 |  |  |  |  | 166436.3636 | 98805.6796
[5 empty] | SUB-TOTAL |  |  |  | 214038247.3319
CW.31 | Powerhouse Adit Portal
CW.31.01 | Site Clearance
CW.31.01.001 | Preparation of construction area by clearing, grubbing, uprooting and cutting of trees, removing the roots, carrying and disposal of the uncerviceable materials and stockpiling of serviceable materials at specified area | sqm | 100 |  |  |  |  | 40.5 | 4050
CW.31.02 | Excavation: Excavation of various types of materials including necessary haulage, disposal and management of excavated materials etc. all complete as per the Specifications and the Drawings
CW.31.02.001 | Surface Rock Excavation | cum | 2328 |  |  |  |  | 1375.695 | 3202617.96
CW.31.03 | Rock bolt
CW.31.03.001 | Supplying and Installing of rock bolt (L=3.5m and 25 mm dia.) in fractured rock including drilling and grouting etc. all complete as per the specifications and the drawings | nos | 139 |  |  |  |  | 5381.75 | 748063.25
CW.31.04 | Shotcrete Work
CW.31.04.001 | Providing and placing 50 mm thick plain shortcrete including compaction, curing , testing etc. all complete as per the specifications and the drawings | sqm | 20 |  |  |  |  | 2755.175 | 55103.5
CW.31.04.002 | Providing and placing 75 mm thick plain shortcrete including compaction, curing , testing etc. all complete as per the specifications and the drawings | sqm | 10 |  |  |  |  | 4132.7625 | 41327.625
CW.31.04.003 | Providing and placing 100 mm thick plain shortcrete including compaction, curing , testing etc. all complete as per the specifications and the drawings | sqm | 312.5 |  |  |  |  | 5510.35 | 1721984.375
CW.31.05 | 50 mm dia. 1m long Weep Holes | nos | 105 |  |  |  |  | 618 | 64890
CW.31.06 | Wiremesh for shotcrete
CW.31.06.001 | 3.5 mm thick Wire mesh (50*50) cm including fixing and anchorage as specified. | sqm | 20 |  |  |  |  | 524 | 10480
CW.31.06.002 | 4.7 mm thick Wire mesh (100*100) cm including fixing and anchorage as specified. | sqm | 312.5 |  |  |  |  | 655 | 204687.5
[5 empty] | SUB-TOTAL |  |  |  | 6053204.21
CW.32 | Powerhouse Adit Tunnel
CW.32.01 | Excavation works
CW.32.01.001 | Underground Rock exavation in tunnel, irrespective of encountered rock type, including the cost of explosive and all materials, blasting, mucking, provision of air,ventilation , lighting, water, dewatering, pumping, disposal and management of muck within the project site at the location provided by the Employer and all complete as per the specifications. | cum | 825.9686 |  |  |  |  | 6624.65 | 5471752.7825
CW.32.02 | Shotcrete Work
CW.32.02.001 | Providing and placing 100 mm thick steel fibre shortcrete including compaction, curing , testing etc. all complete as per the specifications and the drawings | sqm | 280.6842 |  |  |  |  | 5767.1 | 1618734.0471
CW.32.02.002 | Providing and placing 120 mm thick steel fibre shortcrete including compaction, curing , testing etc. all complete as per the specifications and the drawings | sqm | 112.2737 |  |  |  |  | 7208.875 | 809367.0236
CW.32.02.003 | Providing and placing 150 mm thick steel fibre shortcrete including compaction, curing , testing etc. all complete as per the specifications and the drawings | sqm | 168.4105 |  |  |  |  | 8650.65 | 1456860.6424
CW.32.02.004 | Providing and placing 50 mm thick plain shortcrete including compaction, curing , testing etc. all complete as per the specifications and the drawings | sqm | 20 |  |  |  |  | 2755.175 | 55103.5
CW.32.02.005 | Providing and placing 75 mm thick plain shortcrete including compaction, curing , testing etc. all complete as per the specifications and the drawings | sqm | 10 |  |  |  |  | 4132.7625 | 41327.625
CW.32.03 | Rock bolt
CW.32.03.001 | Supplying and Installing of rock bolt (L=2.2m and 20 mm dia.) in fractured rock including drilling and grouting etc. all complete as per the specifications and the drawings | Nos | 145 |  |  |  |  | 4131.05 | 599002.25
CW.32.03.001 | Supplying and Installing of rock bolt (L=2.5m and 20 mm dia.) in fractured rock including drilling and grouting etc. all complete as per the specifications and the drawings | Nos | 338 |  |  |  |  | 4267.25 | 1442330.5
CW.32.04 | Spilling Bolts
CW.32.04.001 | Providing and placing of Spiling bolts 6 m long 25mm dia. including drilling, grouting, etc. all complete as per the Specifications and the Drawings. | Nos | 63 |  |  |  |  | 12161.5 | 766174.5
CW.32.05 | Cleaning of Invert with transportation and disposal of spoil to the satisfaction of the Engineer | ton | 142.464 |  |  |  |  | 350 | 49862.4
CW.32.06 | Concrete Works: Providing and placing of various grades of the concrete including compaction, curing , testing etc. and all complete as per the Specifications and the Drawings
CW.32.06.001 | Concrete grade of C20 (Invert Concrete) | cum | 28.4928 |  |  |  |  | 16339.5 | 465558.1056
CW.32.07 | Steel Reinforcement
CW.32.07.001 | Providing and placing of steel reinforcement of grade Fe 500 including cutting, bending, binding, fixing in position and all complete works as per the Specifications and Drawings | ton | 2.2367 |  |  |  |  | 166436.3636 | 372265.6847
CW.32.08 | Wiremesh
CW.32.08.001 | Supply and placing of 3.5 mm thick Wire mesh (50*50) mm including fixing and anchorage as specified. | sqm | 10 |  |  |  |  | 524 | 5240
CW.32.08.002 | Supply and placing of 4.7 mm thick Wire mesh (100*100) mm including fixing and anchorage as specified. | sqm | 56.1368 |  |  |  |  | 655 | 36769.6347
CW.32.09 | Steel Ribs
CW.32.09.001 | Providing and installing steel ribs or strut of ISMB 150 including fixing materials, tie bars, concrete footing, etc. all complete as per the Specifications and the Drawings. | ton | 1.7212 |  |  |  |  | 338528.5 | 582667.4369
[5 empty] | SUB-TOTAL |  |  |  | 13773016.1325
[5 empty] | SUB-TOTAL OF D |  |  |  | 2086960518.4137
E. POWERHOUSE AND APPURTENANCES CIVIL WORKS
CW.33 | Powerhouse
CW.33.01 | Site Clearance
CW.33.01.01 | Preparation of construction area by clearing, grubbing, uprooting and cutting of trees, removing the roots, carrying and disposal of the uncerviceable materials and stockpiling of serviceable materials at specified area | sqm | 2800 |  |  |  |  | 40.5 | 113400
CW.33.02 | Excavation: Excavation of various types of materials including necessary haulage, disposal and management of excavated materials etc. all complete as per the Specifications and the Drawings
CW.33.02.01 | Boulder mixed and common soil | cum | 7897.312 |  |  |  |  | 351.345 | 2774681.0846
CW.33.02.02 | Surface Rock excavation | cum | 11845.968 |  |  |  |  | 1375.695 | 16296438.95
CW.33.03 | Backfilling
CW.33.03.01 | Compacted back filling with non-cohesive materials in layers not exceeding 150mm with watering and haulage etc. all complete as per the Drawings and Specification. | cum | 3948.656 |  |  |  |  | 216.5 | 854884.02
CW.33.04 | Concrete Works: Providing and placing of various grades of the concrete including compaction, curing , testing etc. and all complete as per the Specifications and the Drawings
CW.33.04.01 | Concrete Blocks for 9" walls | cum | 1053.09 |  |  |  |  | 18375 | 19350528.75
CW.33.04.02 | Concrete of grade C35 | cum | 61 |  |  |  |  | 25291.875 | 1542804.38
CW.33.04.03 | Concrete of grade C25 | cum | 3925 |  |  |  |  | 18138 | 71191650
CW.33.04.04 | C15 Blinding Concrete | cum | 92 |  |  |  |  | 13018 | 1197656
CW.33.04.05 | C15 plum concrete with 30% plum | cum | 885 |  |  |  |  | 11390.5 | 10080592.5
CW.33.05 | Steel Reinforcement
CW.33.05.01 | Providing and placing of steel reinforcement of grade Fe 500 including cutting, bending, binding, fixing in position and all complete works as per the Specifications and Drawings | tons | 389.5955 |  |  |  |  | 153246.087 | 59703985.87
CW.33.06 | Formworks
CW.33.06.01 | Providing, preparing and installing of formwork including necessary supports and removing after completion and all complete works as per the Specifications and Drawings | sqm | 5129 |  |  |  |  | 1226.1157 | 6288747.5
CW.33.07 | Roofing works | [7 empty] | 0
CW.33.07.01 | Supply and Fixing of steel truss (including nut bolts, primer paints) | tons | 33 |  |  |  |  | 132758 | 4381014
CW.33.07.02 | Providing and Placing CGI sheet | sqm | 1263 |  |  |  |  | 1887 | 2383281
CW.33.07.03 | CGI sheet for ridging | sqm | 60 |  |  |  |  | 1887 | 113220
CW.33.07.04 | Gutter around roof | sqm | 152.27 |  |  |  |  | 482 | 73394.14
CW.33.08 | Cement Plaster
| Providing and Placing 12.5mm thick cement plaster 1:4 cement and sand as per drawing and specification | sqm | 1454 |  |  |  |  | 482 | 700828
CW.33.09 | Punning works as per specifications | sqm | 549 |  |  |  |  | 482 | 264618
CW.33.10 | Providing and fixing wooden doors and windows including frame, shutters, necessary fittings all complete | sqm | 124 |  |  |  |  | 201083.5 | 24934354
CW.33.11 | Fixed Glaze with 3mm thick Shutter | sqm | 540 |  |  |  |  | 3166.5 | 1709910
CW.33.12 | Painting | [7 empty] | 0
CW.33.12.01 | Providing and applying two coats of white wash on the external walls including scaffolding etc all complete as per the specification and instruction | sqm | 1454 |  |  |  |  | 611.5 | 889121
CW.33.12.02 | Providing and applying two coats of water proof cement paints on the external walls including scaffolding etc all complete as per the specification and instruction | sqm | 1454 |  |  |  |  | 611.5 | 889121
CW.33.13 | Barbed Wire Fencing Works | m | 203.6 |  |  |  |  | 714 | 145370.4
CW.33.14 | Rock bolt
CW.33.14.01 | Supplying and Installing of rock bolt (L=3m and 25 mm dia.) in fractured rock including drilling and grouting etc. all complete as per the specifications and the drawings | Nos. | 545 |  |  |  |  | 4779 | 2604555
CW.33.15 | Shotcrete Work
CW.33.15.01 | Providing and placing 100 mm thick steel fibre shortcrete including compaction, curing , testing etc. all complete as per the specifications and the drawings | sqm | 2275 |  |  |  |  | 5767.1 | 13120152.5
CW.33.16 | Wiremesh for shotcrete
CW.33.16.01 | Supply and placing of 4.7 mm thick Wire meshed @ 100mm c/c including fixing and anchorage as specified. | sqm | 2275 |  |  |  |  | 655 | 1490125
CW.33.16.02 | Supply and placing of 3.5 mm thick Wire meshed @ 50mm c/c including fixing and anchorage as specified. | sqm | 10 |  |  |  |  | 524 | 5240
CW.33.17 | Grouting (Contact and/or injection grouting works inclusive of all materials and admixtures but except drilling works required for grouting)
CW.33.17.01 | Ordinary Cement Grouting | tons | 10 |  |  |  |  | 54500 | 545000
CW.33.17.02 | Micro Fine Cement grouting | kg | 100 |  |  |  |  | 272.5 | 27250
CW.33.17.03 | Drilling for grouting including the grout pipe | m | 50 |  |  |  |  | 11600.82 | 580041
[5 empty] | SUB-TOTAL |  |  |  | 244251964.0946
CW.34 | Switchyard
CW.34.01 | Site Clearance
CW.34.01.01 | Preparation of construction area by clearing, grubbing, uprooting and cutting of trees, removing the roots, carrying and disposal of the uncerviceable materials and stockpiling of serviceable materials at specified area | sqm | 1500 |  |  |  |  | 40.5 | 60750
CW.34.02 | Excavation: Excavation of various types of materials including necessary haulage, disposal and management of excavated materials etc. all complete as per the Specifications and the Drawings
CW.34.02.01 | Boulder mixed and common soil | cum | 3729.6 |  |  |  |  | 351.345 | 1310376.31
CW.34.02.02 | Surface Rock excavation | cum | 932.4 |  |  |  |  | 1375.695 | 1282698.018
CW.34.03 | Backfilling
CW.34.03.01 | Compacted back filling with non-cohesive materials in layers not exceeding 150mm with watering and haulage etc. all complete as per the Drawings and Specification. | cum | 1398.6 |  |  |  |  | 216.5 | 302796.9
CW.34.04 | Concrete Works: Providing and placing of various grades of the concrete including compaction, curing , testing etc. and all complete as per the Specifications and the Drawings
CW.34.04.01 | 75mm C15 Blinding Concrete | cum | 75 |  |  |  |  | 13018 | 976350
CW.34.04.02 | Concrete of grade C25 | cum | 724.7473 |  |  |  |  | 18138 | 13145467.09
CW.34.05 | Steel Reinforcement
CW.34.05.01 | Providing and placing of steel reinforcement of grade Fe 500 including cutting, bending, binding, fixing in position and all complete works as per the Specifications and Drawings | tons | 39.49 |  |  |  |  | 153246.087 | 6051687.97
CW.34.06 | Formworks
CW.34.06.01 | Providing, preparing and installing of formwork including necessary supports and removing after completion and all complete works as per the Specifications and Drawings | sqm | 2527.6601 |  |  |  |  | 1226.1157 | 3099203.74
[5 empty] | SUB-TOTAL |  |  |  | 26229330.028
CW.35 | Tailrace Culvert
CW.35.01 | Backfilling | cum
CW.35.01.01 | Compacted back filling with non-cohesive materials in layers not exceeding 150mm with watering and haulage etc. all complete as per the Drawings and Specification. | cum | 624.75 |  |  |  |  | 216.5 | 135258.38
CW.35.02 | Formworks | sqm
CW.35.02.01 | Providing, preparing and installing of formwork including necessary supports and removing after completion and all complete works as per the Specifications and Drawings | sqm | 1122 |  |  |  |  | 1226.1157 | 1375701.83
CW.35.03 | Concrete Works: Providing and placing of various grades of the concrete including compaction, curing , testing etc. and all complete as per the Specifications and the Drawings
CW.35.03.01 | Blinding Concrete C15 grade | cum | 30 |  |  |  |  | 13018 | 390540
CW.35.03.02 | Concrete of grade C25 | cum | 667.776 |  |  |  |  | 18138 | 12112121.09
CW.35.04 | Steel Reinforcement
CW.35.04.01 | Providing and placing of steel reinforcement of grade Fe 500 including cutting, bending, binding, fixing in position and all complete works as per the Specifications and Drawings | tons | 52.42 |  |  |  |  | 153246.087 | 8033159.88
CW.35.05 | Joints: Providing and placing the expansion/ contraction joints all in position as per the drawings and all complete as per the specifications
CW.35.05.01 | Water Bar | m | 100 |  |  |  |  | 1693 | 169300
CW.35.05.02 | Hydroseal | m | 200 |  |  |  |  | 1245 | 249000
CW.35.05.03 | Sealants | m | 100 |  |  |  |  | 1208 | 120800
[5 empty] | SUB-TOTAL |  |  |  | 22585881.18
CW.36 | River Training works at Powerhouse
CW.36.01 | Site Clearance
CW.36.01.01 | Preparation of construction area by clearing, grubbing, uprooting and cutting of trees, removing the roots, carrying and disposal of the uncerviceable materials and stockpiling of serviceable materials at specified area | sqm | 2500 |  |  |  |  | 40.5 | 101250
CW.36.02 | Excavation: Excavation of various types of materials including necessary haulage, disposal and management of excavated materials etc. all complete as per the Specifications and the Drawings
CW.36.02.01 | Boulder mixed and common soil | cum | 5320 |  |  |  |  | 351.345 | 1869155.4
CW.36.02.02 | Surface Rock excavation | cum | 1330 |  |  |  |  | 1375.695 | 1829674.35
CW.36.03 | Backfilling
CW.36.02.01 | Compacted back filling with non-cohesive materials in layers not exceeding 150mm with watering and haulage etc. all complete as per the Drawings and Specification. | cum | 4940 |  |  |  |  | 216.5 | 1069510
CW.36.04 | Formworks
CW.36.02.01 | Providing, preparing and installing of formwork including necessary supports and removing after completion and all complete works as per the Specifications and Drawings | sqm | 3149 |  |  |  |  | 1226.1157 | 3861038.38
CW.36.05 | Concrete Works: Providing and placing of various grades of the concrete including compaction, curing , testing etc. and all complete as per the Specifications and the Drawings
CW.36.05.01 | Blinding concrete of C15 grade | cum | 85.5 |  |  |  |  | 13018 | 1113039
CW.36.05.02 | Structural Concrete (C25) | cum | 2071 |  |  |  |  | 18138 | 37563798
CW.36.06 | Steel Reinforcement
CW.36.02.01 | Providing and placing of steel reinforcement of grade Fe 500 including cutting, bending, binding, fixing in position and all complete works as per the Specifications and Drawings | tons | 162.57 |  |  |  |  | 153246.087 | 24913216.3565
CW.36.07 | Boulder Rip-Rap: Providing and placing boulder lining / rip-rap of the specified size with all complete as per Specifications and the Drawings
CW.36.07.01 | Boulder Rip-Rap of 1.5m dia | sqm | 285 |  |  |  |  | 4934.05 | 1406204.25
CW.36.08 | 0.3m Stone pitching for access road & Floodwall | sqm | 500 |  |  |  |  | 4965 | 2482500
CW.36.09 | Joints: Providing and placing the expansion/ contraction joints all in position as per the drawings and all complete as per the specifications
CW.36.09.01 | Water Bar | m | 150 |  |  |  |  | 1693 | 253950
CW.36.09.02 | Hydroseal | m2 | 150 |  |  |  |  | 1245 | 186750
CW.36.09.03 | Sealants | m | 150 |  |  |  |  | 1208 | 181200
[5 empty] | SUB-TOTAL |  |  |  | 76831285.7365
| Total Cost of Powerhouse |  |  |  | SUB-TOTAL OF D |  |  |  | 369898461.0392
| Total Cost of Civil Surface Works (A+B+D) | [7 empty] | 1784947265.5974
| Total Cost of Civil Underground Works (C) | [7 empty] | 2086960518.4137
| Total Cost of Whole Civil Works (A+B+C+D) | [7 empty] | 3871907784.0111 | 4046005031.3187
| Total Cost of Civil Works(Option 2 settling basin) |  |  |  |  | #REF!
-125646496.9445
Note on D188: Bishal Koirala: Nominal area provisioned
Note on I188: Bishal Koirala: Rate approx 80% of below
Note on D221: Bishal Koirala: nominal amount provisioned
Note on I460: Bishal Koirala: Rate?
Note on I461: Bishal Koirala: Rate?
Note on I472: Bishal Koirala: tentative rate
Note on B509: Bishal Koirala: Provisional
Note on H548: Bishal Koirala: Wire mesh?

## General Items (hidden)
Note:
1. All the rates stated below are mandatory even if the quantites are not specified in BOQ.
A. GENERAL ITEMS (CONTRACTUAL REQUIREMENTS)
BILL OF QUANTITIES
| Reference to Specification Clauses | ID | DESCRIPTION | UNIT | ESTIMATED QTY | UNIT RATE (NRs.) |  | AMOUNT | REMARKS
[6 empty] | IN FIGURES | IN WORDS | NRs.
|  | CW.00 | General Items
|  | CW.00.01 | Insurance | L.S. | 1
|  | CW.00.01.001 | Insurance of Works, Materials, Equipments as per the Conditions of Contract | L.S. | 1
|  | CW.00.01.002 | Insurance of Contractor's Plant and Equipments as per the Conditions of Contract
|  | CW.00.01.003 | Third Party Insurance as per the Conditions of Contract | L.S. | 1
|  | CW.00.01.004 | Insurance of Contractor's personnel and employees involved with the project and labors working at Site as per the Conditions of Contract | LS. | 1
| 1.8, 1.9 | CW.00.02 | Mobilization and Demobiliztion Cost
|  | CW.00.02.001 | Mobilization cost including temporary Construction camps for contractor's staff, labour with required facilities of sanitation (Toilets, bathrooms, sewage treatments and disposal, storm water drainage networks), ventilation, lighting, living, cooking, recreation, waste collection and treatment (solid and liquid), grocery shop, canteen etc their maintainance and rehabilittion and all other related generalitems covered by General and technical Specification as well as other activities related to the Contractor's mobilization cost | LS.
|  | CW.00.02.002 | Demobilization cost including demolition of all temporary structures as approved by the Engineer, clean up and rehabilitation of the camp sites | LS.
| 4 | CW.00.03 | Access Road
|  | CW.00.03.001 | Construction of Diversion roads required for construcion in site, and Repair and Maintainance of the access road constructed by the Employer throughout the project duration. | LS.
| 31 | CW.00.04 | Health, Saftey and First aid
|  | CW.00.04.001 | Establishment of Health Service units including all furniture and appliances for medical treatment, medical equipments, beds, utilitiy installations and other facilities as per specification. | LS. | [5 empty] | 0
|  | CW.00.04.002 | Operation and maintainance of health services station including all Personal (health assistant, Staff nurse) and medical services (medicine,consumables etc.) as specified in specification for the entire period of constructon and its extenion if any. | LS. | [5 empty] | 0
|  | CW.00.04.003 | Provision of saftey clothing and equipment and other saftey issues for labourer's and contractor's other employees or the entire period of construction and its extension, if any. | LS.
| 32 | CW.00.05 | Environmental Management
|  | CW.00.05.001 | Environmental management of te quarry site including stability of the slopes,minimization of soil erosion and sedimentation. | LS.
|  | CW.00.05.002 | Enviromental management of spoil tip including top soil saving, drainage management, levelling, rolling, compaction, protection for stability and re-vegetation for stability of the slope and reinstatement. | LS.
|  | CW.00.05.003 | Environmental management of the work area,camp area and other environmental and social measures not and meeting the requirements of specifications. | LS.
| 9 | CW.00.06 | Dewater works required in the project
|  | CW.00.06.001 | Draining, dewatering of surface works construction including pumping, pipe works and other associated cost as per specifications. (Note: The dewatering of underground works shall be deemed to be included with the rates of underground excavation) | L.S. | 1
Item added |  | CW.00.07 | Supply of electricity to the Employer and the Engineer's to their office and accomodation at agreed rate with metering at accomodation and office
|  | CW.00.07.001 | National Grid Electricity | KWhr | 1
|  | CW.00.07.002 | Electricity generated from Disel generator set | KWhr | 1
Item added |  | CW.00.08 | Establishment, operation and maintenance of labs as required by the contract including testing of all materials such as rebars, sands, aggregates, stones, various type of steels, concrete mix design, cube test, testing of shotcrete etc. | L.S. | 1
`

## 2.BOQ with cost
JOB TITLE : | MYAGDI KHOLA HPP (57.3 MW) |  |  |  |  | Cal. By: | B.K., S.P.
JOB NO. : | 930100 |  |  |  |  | Checked By: | S. Lamichhane
SUBJECT : | ESTIMATE |  |  |  |  | Approved By: | S. Bhusal
STRUCTURE : | BOQ |  |  |  |  | Date: | 2023-01-16
Item No. | DESCRIPTION | UNIT | ESTIMATED QTY | UNIT RATE (NPR) |  | AMOUNT | REMARKS | RATE | AMOUNT
|  |  |  | IN FIGURES | IN WORDS | NRs.
A. GENERAL ITEMS & DIVERSION DURING CONSTRUCTION
CW.01 | A.1.GENERAL ITEMS
CW.01.01 | Mobilization and Demobiliztion
CW.01.01.001 | Mobilization cost including movement of personnel, Contractor's Equipment, Materials, Plant, supplies to the Project site; establishment of test labs required as per the specification and its operation, establishment of Contractor's camps/offices with required facilities of sanitation as per the specification and other facilities necessary for starting the Contractor's operation at the site, establishment of construction yard, test labs, material storage yard, laboratory and mechanical works yard ,installation of required nos of crusher plants, material testing and any other services and facilities required as per the General and Technical Specifications. | LS. | 1 | 65000000 |  | 65000000
CW.01.01.002 | Operating Cost of Construction camps and work place including facilities, laboratories etc. | Months | 36 | 300000 |  | 10800000 |  |  |  | 150000
CW.01.01.003 | Demobilization cost including demolition of all temporary structures as approved by the Engineer, clean up, restoration and rehabilitation of the camp sites as per the specification. | LS. | 1 | 6500000 |  | 6500000
CW.01.02 | Insurance | L.S. | 1
CW.01.02.001 | Insurance of Works, Materials, Plant, Equipments as per the Conditions of Contract. Off-Site transportation Insurance | L.S. | 1 | 5940000 |  | 5940000
CW.01.02.002 | Third Party Insurance as per the Conditions of Contract | L.S. | 1 | 990000 |  | 990000
CW.01.02.003 | Insurance of Contractor's personnel and employees involved with the project and labors working at Site as per the Conditions of Contract | LS. | 1 | 990000 |  | 990000
CW.01.02.004 | Insurance of Employer's Risk as per the Conditions of Contract | LS. | 1
CW.01.03 | Access Road Repair and Maintenance
CW.01.03.01 | Repair and Maintainance of the access road constructed by the Employer throughout the project duration including sprinking of water when required for the dust control within the project site . | Months | 36 | 400000 |  | 14400000 |  |  |  | 300000
CW.01.04 | Surveying
CW.01.04.01 | General surveying, traversing, establishing, control points and bench marks, checking, maintaining, repairing and replacement of survey points | LS. | 1 | 1500000 |  | 1500000
CW.01.05 | Health, Saftey and First aid
CW.01.05.001 | Establishment of Health Service units including all furniture and appliances for medical treatment, medical equipments, beds, utilitiy installations and other facilities as per specification. | LS. | 1 | 4450000 |  | 4450000
CW.01.05.002 | Operation and maintainance of health services station including all Personal (health assistant, Staff nurse) and medical services (medicine,consumables etc.) as specified in specification for the entire period of constructon and its extenion, if any. | Months | 36 | 385000 |  | 13860000
CW.01.05.003 | Supply one new 4 wheel drive ambulance service vehicle including all emergency medical facilities in the ambulance. | LS | 1 | 2000000 |  | 2000000
CW.01.05.004 | Operation and maintenance of ambulance service including emergency medical facilities, spare parts, fuel, driver's salary and other related incidentals and all complete related cost of ambulance service. | Months | 36 | 80000 |  | 2880000
CW.01.05.005 | Provision of saftey clothing, safety boots and other personal protective equipment for labour and contractor's other employees for the entire period of construction and its extension, if any. | Months | 36 | 700000 |  | 25200000
CW.01.05.006 | Establishment and maintenance of fire-extinguishers in all the camps and working sites and a mobile fire-fighting facility. | LS | 1 | 1500000 |  | 1500000
CW.01.06 | Environmental Management
CW.01.06.001 | Environmental management of the quarry site including stability of the slopes,minimization of soil erosion and sedimentation. | LS. | 1 | 7500000 |  | 7500000
CW.01.06.002 | Enviromental management of spoil tip including top soil saving, drainage management, levelling, rolling, compaction, protection for stability and re-vegetation for stability of the slope and reinstatement. | LS. | 1 | 16500000 |  | 16500000
CW.01.06.003 | Environmental management of the work area,camp area and other environmental and social measures not and meeting the requirements of specifications. | LS. | 1 | 7000000 |  | 7000000
CW.01.07 | Supply of electricity to the Employer and the Engineer's office and accomodation with metering (Rates only)
CW.01.07.001 | National Grid Electricity | KWhr | 1 | 15
CW.01.07.002 | Electricity generated from Disel generator set | KWhr | 1 | 45
[5 empty] | SUB-TOTAL (Total of A.1) | 187010000
CW.02 | A.2.RIVER DIVERSION AND DRAINING,PUMPING AND DEWATERING OF SURFACE WORKS DURING CONSTRUCTION
CW.02.1 | Diversion,draining, pumping and Dewatering during construction of Myagdi Headworks Design, construction, restoration of the temporary river diversion structures (coffer dams) and also the diversion of the small streams, creecks as required for the construction works and repair of all the damages to the structures during the entire construction period and extensions thereof as well as the demolition of the temporary diversion structures as per the instruction of the Engineer | LS | 1 | 20772244.23 |  | 20772244.23
CW.02.2 | Diversion,draining, pumping and Dewatering during construction of Kunaban Headworks Design, construction, restoration of the temporary river diversion structures (coffer dams) and also the diversion of the small streams, creecks as required for the construction works and repair of all the damages to the structures during the entire construction period and extensions thereof as well as the demolition of the temporary diversion structures as per the instruction of the Engineer | LS | 1 | 21692306.2989 |  | 21692306.2989
CW.02.3 | Dewatering of other Surface works of the Project Draining, dewatering of other surface works construction including pumping, diversion of kholshis, rivers, creeks, and other associated cost as per specifications. (Note: The dewatering of underground works shall be deemed to be included with the rates of underground excavation) | L.S. | 1 | 15000000 |  | 15000000
[5 empty] | TOTAL OF A.2 | 57464550.5289
B. MYAGDI HEADWORKS CIVIL WORKS
CW.03 | Flood Protection Works in Myagdi Headworks Area
CW.3.01 | Site Clearance
CW.3.01.001 | Preparation of construction area by clearing, grubbing, uprooting and cutting of trees, removing the roots, carrying and disposal of the uncerviceable materials and stockpiling of serviceable materials at specified area | sqm | 1028.5 | 40.5 |  | 41654.25
CW.03.02 | Excavation: Excavation of various types of materials including necessary haulage, disposal and management of excavated materials etc. all complete as per the Specifications and the Drawings
CW.03.02.001 | Boulder mixed and common soil | cum | 1020.8 | 358.66 |  | 366120.128
CW.03.02.002 | Surface Rock excavation | cum | 1531.2 | 1385.23 |  | 2121064.176
CW.03.03 | Backfilling
CW.03.03.001 | Compacted back filling with non-cohesive materials in layers not exceeding 150mm with watering and haulage etc. all complete as per the Drawings and Specification. | cum | 255.2 | 217.5 |  | 55506
CW.03.02 | Rock bolt
CW.03.02.001 | Supplying and Installing of rock bolt (L= 4 m and 25 mm dia.) in fractured rock including drilling and grouting etc. all complete as per the specifications and the drawings | Nos. | 330 | 6134 |  | 2024220
CW.03.03 | Shotcrete Work
CW.03.03.001 | Providing and placing 100 mm thick steel fiber shortcrete including compaction, curing , testing etc. all complete as per the specifications and the drawings | sqm | 550 | 5831.9 |  | 3207545
CW.03.04 | Concrete Works: Providing and placing of various grades of the concrete including compaction, curing , testing etc. and all complete as per the Specifications and the Drawings
CW.03.04.001 | Blinding Concrete (C15) | cum | 70.125 | 13187.5 |  | 924773.4375
CW.03.04.002 | Concrete of C25 grade | cum | 450 | 18375.5 |  | 8268975
CW.03.05 | Weep Holes: Providing and Placing of weep holes of polyethne pipes of 100mm dia. as per the specificications and the drawings. | Nos. | 325 | 618 |  | 200850
CW.03.06 | Boulder Rip-Rap:Providing and placing boulder lining / rip-rap of the specified size with all complete as per Specifications and the Drawings
CW.03.06.001 | Boulder Rip-Rap of 1.0m dia | cum | 935 | 4550 |  | 4254250
[5 empty] | SUB-TOTAL | 21464957.9915
CW.04 | Myagdi Weir and Stilling Basin
CW.04.01 | Site Clearance
CW.04.01.001 | Preparation of construction area by clearing, grubbing, uprooting and cutting of trees, removing the roots, carrying and disposal of the unserviceable materials and stockpiling of serviceable materials at specified area | sqm | 1012 | 40.5 |  | 40986
CW.04.02 | Excavation: Excavation of various types of materials including necessary haulage, disposal and management of excavated materials etc. all complete as per the Specifications and the Drawings
CW.04.02.001 | Boulder mixed and common soil | cum | 1921.2428 | 358.66 |  | 689072.9347
CW.04.02.002 | Surface Rock excavation | cum | 1921.2428 | 1385.23 |  | 2661363.1331
CW.04.03 | Backfilling
CW.04.03.001 | Compacted back filling with non-cohesive materials in layers not exceeding 150mm with watering and haulage etc. all complete as per the Drawings and Specification. | cum | 426.75 | 217.5 |  | 92818.125
CW.04.04 | Concrete Works: Providing and placing of various grades of the concrete including compaction, curing , testing etc. and all complete as per the Specifications and the Drawings | cum
CW.04.04.001 | Blinding concrerte of C15 grade | cum | 7.8837 | 13187.5 |  | 103965.7992
CW.04.04.002 | Plum Concrete of C20 with 40% Plum | cum | 1784.614 | 11539.5 |  | 20593553.253
CW.04.04.003 | Concrete of grade C25 | cum | 2236.2166 | 18375.5 |  | 41091597.2145
CW.04.04.004 | C50 concrete with steel fibre @ 50 kg /m3 for hard stone lining grid cross beams | cum | 88.2 | 30675.45 |  | 2705574.69
CW.04.05 | Hardstone Lining
CW.04.05.001 | Providing and laying of 400 mm thick Hard Stone Linning with non shrinkable rich mortar including curing and all complete as per the Specifications and the Drawings | sqm | 207.5 | 9236.98 |  | 1916673.35
CW.04.06 | Formworks
CW.04.06.001 | Providing, preparing and installing formwork including necessary supports and removing after completion and all complete works as per the Specifications and Drawings | sqm | 523.421 | 1228.5614 |  | 643054.8515
CW.04.07 | Steel Reinforcement
CW.04.07.001 | Providing and placing of steel reinforcement of grade Fe 500 including cutting, bending, binding, fixing in position and all complete works as per the Specifications and Drawings | ton | 136.85 | 164277.6744 |  | 22481399.7442
CW.04.08 | Expansion Joint Material (Providing and placing the expansion/ contraction joints all in position as per the drawings and all complete as per the specifications)
CW.04.08.001 | Water Bar | m | 42 | 1693 |  | 71106
CW.04.08.002 | Seleant | m | 42 | 1245 |  | 52290
CW.04.08.003 | Hydroseal/joint filler | m2 | 378 | 1208 |  | 456624
CW.04.09 | Providing and placing geotextile as per the specification and the drawings | sqm | 1122 | 233 |  | 261426
CW.04.10 | Grouting: Supply and application of consolidation/curtain grouting works as required and all complete as per the specifications but excluding the drilling for grouting
CW.04.10.001 | Ordinary Cement Grouting | ton | 8 | 56500 |  | 452000
CW.04.10.002 | Cement / sand grouting (1:1) | ton | 2 | 56500 |  | 113000
CW.04.10.003 | Micro Fine Cement grouting | kg | 100 | 282.5 |  | 28250
CW.04.10.004 | Drilling for grouting | m | 200 | 11600.82 |  | 2320164
CW.04.11 | Anchor Bar |  |  |  |  | 0
CW.04.11.001 | Supplying and Installing of fully grouted 20mm dia rock anchor of varying length (3-8m) including drilling, grouting and all complete works of rock anchoring as per the specifications and the drawings | rm | 90 | 1500 |  | 135000
[5 empty] | SUB-TOTAL | 96909919.0952
CW.05 | Myagdi Undersluice and Trash Passage
CW.05.01 | Site Clearance
CW.05.01.001 | Preparation of construction area by clearing, grubbing, uprooting and cutting of trees, removing the roots, carrying and disposal of the uncerviceable materials and stockpiling of serviceable materials at specified area | sqm | 621.5 | 40.5 |  | 25170.75
CW.05.02 | Excavation: Excavation of various types of materials including necessary haulage, disposal and management of excavated materials etc. all complete as per the Specifications and the Drawings
CW.05.02.001 | Boulder mixed and common soil | cum | 735.254 | 358.66 |  | 263706.1996
CW.05.02.002 | Surface Rock excavation | cum | 2941.016 | 1385.23 |  | 4073983.5937
CW.05.03 | Backfilling
CW.05.03.001 | Compacted back filling with non-cohesive materials in layers not exceeding 150mm with watering and haulage etc. all complete as per the Drawings and Specification. | cum | 258.184 | 217.5 |  | 56155.02
CW.05.04 | Concrete Works: Providing and placing of various grades of the concrete including compaction, curing , testing etc. and all complete as per the Specifications and the Drawings | cum
CW.05.04.001 | Blinding concrete of C15 grade | cum | 42.45 | 13187.5 |  | 559809.375
CW.05.04.002 | Concrete of grade C25 | cum | 2575.8152 | 18375.5 |  | 47331892.2076
CW.05.04.003 | C50 concrete with steel fibre @ 50 kg /m3 for hard stone lining grid cross beams | cum | 38.194 | 30675.45 |  | 1171618.1373
CW.05.05 | Formworks
CW.05.05.001 | Providing, preparing and installing formwork including necessary supports and removing after completion and all complete works as per the Specifications and Drawings | sqm | 2792 | 1228.5614 |  | 3430143.5086
CW.05.06 | Steel Reinforcement
CW.05.06.001 | Providing and placing of steel reinforcement of grade Fe 500 including cutting, bending, binding, fixing in position and all complete works as per the Specifications and Drawings | ton | 202.2 | 164277.6744 |  | 33216945.7674
CW.05.07 | Hardstone Lining
CW.05.07.001 | Providing and laying of 400 mm thick Hard Stone Linning with non shrinkable rich mortar including curing and all complete as per the Specifications and the Drawings | sqm | 324.9 | 9236.98 |  | 3001094.802
CW.05.08 | Expansion Joint Material (Providing and placing of expansion/contraction joints all in position as per the drawings and all complete as per the specifications)
CW.05.08.001 | Water Bar | m | 11 | 1693 |  | 18623
CW.05.08.002 | Seleant | m | 11 | 1245 |  | 13695
CW.05.08.003 | Hydroseal/joint filler | m2 | 66 | 1208 |  | 79728
CW.05.09 | Anchor Bar |  |  |  |  | 0
CW.05.09.001 | Supplying and Installing of fully grouted 20mm dia rock anchor of varying length (3-8m) including drilling, grouting and all complete works of rock anchoring as per the specifications and the drawings | rm | 168 | 1500 |  | 252000
[5 empty] | SUB-TOTAL | 93494565.3612
CW.06 | Myagdi Intake and Gravel Trap
CW.06.01 | Site Clearance
CW.06.01.001 | Preparation of construction area by clearing, grubbing, uprooting and cutting of trees, removing the roots, carrying and disposal of the uncerviceable materials and stockpiling of serviceable materials at specified area | sqm | 246 | 40.5 |  | 9963
CW.06.02 | Excavation: Excavation of various types of materials including necessary haulage, disposal and management of excavated materials etc. all complete as per the Specifications and the Drawings
CW.06.02.001 | Boulder mixed and common soil | cum | 999.46 | 358.66 |  | 358466.3236
CW.06.02.002 | Surface Rock excavation | cum | 3997.84 | 1385.23 |  | 5537927.9032
CW.06.03 | Backfilling
CW.06.03.001 | Compacted back filling with non-cohesive materials in layers not exceeding 150mm with watering and haulage etc. all complete as per the Drawings and Specification. | cum | 549.23 | 217.5 |  | 119457.525
CW.06.04 | Concrete Works: Providing and placing of various grades of the concrete including compaction, curing , testing etc. and all complete as per the Specifications and the Drawings
CW.06.04.001 | Blinding concrete of C15 grade | cum | 15.375 | 13187.5 |  | 202757.8125
CW.06.04.002 | Concrete of grade C25 | cum | 849.6196 | 18375.5 |  | 15612184.9598
CW.06.04.003 | Plum Concrete of C15 with 40% Plum | cum | 1 | 11539.5 |  | 11539.5
CW.06.05 | Formworks
CW.06.05.001 | Providing, preparing and installing formwork including necessary supports and removing after completion and all complete works as per the Specifications and Drawings | sqm | 1168.45 | 1228.5614 |  | 1435512.6012
CW.06.06 | Steel Reinforcement
CW.06.06.001 | Providing and placing of steel reinforcement of grade Fe 500 including cutting, bending, binding, fixing in position and all complete works as per the Specifications and Drawings | ton | 66.6951 | 164277.6744 |  | 10956522.2642
CW.06.07 | Hardstone Lining
CW.06.07.001 | Providing and laying of 300 mm thick Hard Stone Linning with non shrinkable rich mortar including curing and all complete as per the Specifications and the Drawings | sqm | 91.16 | 9236.98 |  | 842043.0968
CW.06.09 | Expansion Joint Material (Providing and placing the expansion/ contraction joints all in position as per the drawings and all complete as per the specifications)
CW.06.09.001 | Water Bar | m | 19.6 | 1693 |  | 33182.8
CW.06.09.002 | Seleant | m | 19.6 | 1245 |  | 24402
CW.06.09.003 | Hydroseal/joint filler | m2 | 39.2 | 1208 |  | 47353.6
CW.06.10 | Anchor Bar |  |  |  |  | 0
CW.06.10.001 | Supplying and Installing of fully grouted 20mm dia rock anchor of varying length (3-8m) including drilling, grouting and all complete works of rock anchoring as per the specifications and the drawings | rm | 126 | 1500 |  | 189000
[5 empty] | SUB-TOTAL | 35380313.3863
CW.07 | Connecting Tunnel
CW.07.01 | Rock exavation in tunnel including cost of explosive and all materials, surveying and marking, blasting, mucking, ventilation, lighting, water management, dewatering, pumping, disposal and management of muck within the project area at the location instructed by the Employer/Engineer and all complete as per the specifications. | cum | 4725.1849 | 6784.25 |  | 32056835.5161
CW.07.02 | Shotcrete Work
CW.07.02.001 | Providing and placing 50mm thick plain shortcrete including compaction, curing , testing etc. all complete as per the specifications and the drawings | sqm | 12 | 2789.475 |  | 33473.7
CW.07.02.002 | Providing and placing 75 mm thick plain shortcrete including compaction, curing , testing etc. all complete as per the specifications and the drawings | sqm | 10 | 4184.2125 |  | 41842.125
CW.07.02.003 | Providing and placing 100 mm thick shortcrete including compaction, curing , testing etc. all complete as per the specifications and the drawings | sqm | 10 | 5578.95 |  | 55789.5
CW.07.02.004 | Providing and placing 100 mm thick Steel fiber reinforced shortcrete including compaction, curing , testing etc. all complete as per the specifications and the drawings | sqm | 2039.4748 | 5831.9 |  | 11894012.8728
CW.07.02.005 | Providing and placing 120 mm thick steel fibre shortcrete including compaction, curing , testing etc. all complete as per the specifications and the drawings | sqm | 1019.7374 | 7289.875 |  | 7433758.0455
CW.07.02.006 | Providing and placing 150 mm thick steel fibre shortcrete including compaction, curing , testing etc. all complete as per the specifications and the drawings | sqm | 339.9125 | 8747.85 |  | 2973503.2182
CW.07.03 | Concrete Works: Providing and placing of various grades of the concrete including compaction, curing , testing etc. and all complete as per the Specifications and the Drawings
CW.07.03.001 | Concrete of grade C25 (Concrete Lining) | cum | 287.3169 | 19638 |  | 5642328.3073
CW.07.03.002 | Concrete of grade C20 (Concrete at Invert) | cum | 245.5787 | 16560 |  | 4066783.686
CW.07.04 | Formworks
CW.07.04.001 | Providing, preparing and installing formwork including necessary supports and removing after completion and all complete works as per the Specifications and Drawings | sqm | 302.2779 | 1234.973 |  | 373305.0444
CW.07.05 | Steel Reinforcement
CW.07.05.001 | Providing and placing of steel reinforcement of grade Fe 500 including cutting, bending, binding, fixing in position and all complete works as per the Specifications and Drawings | ton | 16.9158 | 174710.4762 |  | 2955363.9029
CW.07.06 | Rock bolt
CW.07.06.001 | Supplying and Installing of rock bolt (L= 2.2 m and 20 mm dia.) including drilling and grouting etc. all complete as per the specifications and the drawings and testing as per the specifications | Nos. | 1465 | 4209.7 |  | 6167210.5
CW.07.06.002 | Supplying and Installing of rock bolt (L= 2.5 m and 20 mm dia.) including drilling and grouting etc. all complete as per the specifications and the drawings and testing as per the specifications | Nos. | 577 | 4795.175 |  | 2766815.975
CW.07.07 | Spilling Bolts
CW.07.07.001 | Providing and placing of Spiling bolts 6 m long 25mm dia. including drilling, grouting, etc. all complete as per the Specifications and the Drawings. | Nos. | 118 | 12161.5 |  | 1435057
CW.07.08 | Steel Ribs
CW.07.08.001 | Providing and installing steel ribs or strut of ISMB 150 including fixing materials, tie bars, concrete footing, etc. all complete as per the Specifications and the Drawings. | ton | 8.4978 | 339058.5 |  | 2881255.2253
CW.07.09 | Cleaning of Invert with transportation and disposal of spoil to the satisfaction of the Engineer | sqm | 1197.945 | 350 |  | 419280.75
CW.07.10 | Steel Reinforcement
CW.07.10.001 | Providing and placing of steel reinforcement of grade Fe 500 including cutting, bending, binding, fixing in position and all complete works as per the Specifications and Drawings | ton | 14.4584 | 174710.4762 |  | 2526042.2362
CW.07.11 | Wire mesh for shotcrete
CW.07.11.001 | Supply and placing 3.5 mm thick Wire mesh (50*50) mm including fixing and anchorage as specified. | sqm | 50 | 534.8 |  | 26740
CW.07.11.002 | Providing and placing 4.7 mm thick Wire mesh (100*100) mm including fixing and anchorage as specified. | sqm | 339.9125 | 668.5 |  | 227231.4799
[5 empty] | SUB-TOTAL | 83976629.0846
CW.08 | Connecting Tunnel Inlet Portal
CW.08.01 | Site Clearance
CW.08.01.001 | Preparation of construction area by clearing, grubbing, uprooting and cutting of trees, removing the roots, carrying and disposal of the uncerviceable materials and stockpiling of serviceable materials at specified area | sqm | 178 | 40.5 |  | 7209
CW.08.02 | Excavation: Excavation of various types of materials including necessary haulage, disposal and management of excavated materials etc. all complete as per the Specifications and the Drawings
CW.08.02.001 | Boulder mixed and common soil | cum | 3780 | 358.66 |  | 1355734.8
CW.08.02.002 | Surface Rock excavation | cum | 1620 | 1385.23 |  | 2244072.6
CW.08.03 | Rock bolt
CW.08.03.001 | Supplying and Installing of rock bolt (L= 3.5 m and 25 mm dia.) in fractured rock including drilling and grouting etc. all complete as per the Specifications and the Drawings | Nos. | 239 | 5512.75 |  | 1317547.25
CW.08.04 | Shortcrete Works
CW.08.04.001 | Providing and placing 50 mm thick steel fibre shortcrete including compaction, curing , testing etc. all complete as per the specifications and the drawings | sqm | 10 | 2789.475 |  | 27894.75
CW.08.04.002 | Providing and placing 75 mm thick plain shortcrete including compaction, curing , testing etc. all complete as per the specifications and the drawings | sqm | 12 | 4184.2125 |  | 50210.55
CW.08.04.003 | Providing and placing 100 mm thick plain shortcrete including compaction, curing , testing etc. all complete as per the specifications and the drawings | sqm | 537.6 | 5578.95 |  | 2999243.52
CW.08.05 | Wire mesh for shotcrete
CW.08.05.001 | Supply and placing 4.7 mm thick Wire mesh (100*100) mm including fixing and anchorage as specified. | sqm | 537.6 | 668.5 |  | 359385.6
CW.08.05.002 | Supply and placing 3.5 mm thick Wire mesh (50*50) mm including fixing and anchorage as specified. | sqm | 50 | 534.8 |  | 26740
CW.08.06 | 50 mm dia. 1m long Weep Holes | Nos. | 180 | 618 |  | 111240
[5 empty] | SUB-TOTAL | 8499278.07
CW.09 | Connecting Tunnel Outlet Portal
CW.09.01 | Site Clearance
CW.09.01.001 | Preparation of construction area by clearing, grubbing, uprooting and cutting of trees, removing the roots, carrying and disposal of the uncerviceable materials and stockpiling of serviceable materials at specified area | sqm | 125 | 40.5 |  | 5062.5
CW.09.02 | Excavation: Excavation of various types of materials including necessary haulage, disposal and management of excavated materials etc. all complete as per the Specifications and the Drawings
CW.09.02.001 | Boulder mixed and common soil | cum | 700 | 358.66 |  | 251062
CW.09.02.002 | Surface Rock excavation | cum | 300 | 1385.23 |  | 415569
CW.09.03 | Rock bolt
CW.09.03.001 | Supplying and Installing of rock bolt (L= 3.5 m and 25 mm dia.) in fractured rock including drilling and grouting etc. all complete as per the specifications and the drawings | nos | 76 | 5512.75 |  | 418969
CW.09.04 | Shortcrete Works
CW.09.04.001 | Providing and placing 75 mm thick plain shortcrete including compaction, curing , testing etc. all complete as per the specifications and the drawings | sqm | 10 | 4184.2125 |  | 41842.125
CW.09.04.002 | Providing and placing 100 mm thick plain shortcrete including compaction, curing , testing etc. all complete as per the specifications and the drawings | sqm | 169.2 | 5578.95 |  | 943958.34
CW.09.05 | Wire mesh
CW.09.05.001 | Supply and placing 4.7 mm thick Wire mesh (100x100) mm including fixing and anchorage as specified. | sqm | 169.2 | 668.5 |  | 113110.2
CW.09.05.002 | Supply and placing 3.5 mm thick Wire mesh (50x50) mm including fixing and anchorage as specified. | sqm | 20 | 534.8 |  | 10696
CW.09.06 | Weep Holes: Providing and Placing of weep holes of polyethne pipes of 100mm dia. as per the specificications and the drawings. | Nos. | 57 | 618 |  | 35226
[5 empty] | SUB-TOTAL | 2235495.165
CW.10 | Culvert and Syphon
CW.10.01 | Site Clearance
CW.10.01.001 | Preparation of construction area by clearing, grubbing, uprooting and cutting of trees, removing the roots, carrying and disposal of the uncerviceable materials and stockpiling of serviceable materials at specified area | sqm | 550 | 40.5 |  | 22275
CW.10.02 | Excavation: Excavation of various types of materials including necessary haulage, disposal and management of excavated materials etc. all complete as per the Specifications and the Drawings
CW.10.02.001 | Boulder mixed and common soil | cum | 2748.2328 | 358.66 |  | 985681.1606
CW.10.02.002 | Surface Rock excavation | cum | 687.0582 | 1385.23 |  | 951733.6154
CW.10.03 | Backfilling | cum
CW.10.03.001 | Compacted back filling with non-cohesive materials in layers not exceeding 150mm with watering and haulage etc. all complete as per the Drawings and Specification. | cum | 324.7979 | 217.5 |  | 70643.5439
CW.10.04 | Concrete Works: Providing and placing of various grades of the concrete including compaction, curing , testing etc. and all complete as per the Specifications and the Drawings
CW.10.04.001 | Blinding concrete of C15 grade | cum | 24.151 | 13187.5 |  | 318491.9719
CW.10.04.002 | Concrete of grade C25 | cum | 511.434 | 18375.5 |  | 9397855.467
CW.10.05 | Providing and placing geotextile as per the specification and the drawings | cum | 74.738 | 233 |  | 17413.954
CW.10.06 | Catch Drain: Providing and placing of stone masonry works for rectangular channel section of 0.3 m x 0.3 m or as per the drawings and the specifications | rm | 59.959 | 3073.98 |  | 184312.7668
CW.10.07 | Formworks
CW.10.07.001 | Providing, preparing and installing formwork including necessary supports and removing after completion and all complete works as per the Specifications and Drawings | sqm | 1325.94 | 1228.5614 |  | 1628998.7406
CW.10.08 | Steel Reinforcement
CW.10.08.001 | Providing and placing of steel reinforcement of grade Fe 500 including cutting, bending, binding, fixing in position and all complete works as per the Specifications and Drawings | ton | 40.1476 | 164277.6744 |  | 6595349.2689
CW.10.09 | Providing and placing of expansion/ contraction joints all in position as per the drawings and all complete as per the specifications
CW.10.09.001 | Water Bar | m | 40 | 1693 |  | 67720
CW.10.09.002 | Seleant | m | 40 | 1245 |  | 49800
CW.10.09.003 | Hydroseal | m2 | 80 | 1208 |  | 96640
[5 empty] | SUB-TOTAL | 20386915.4891
CW.11 | Access Road from Kunaban HW to Myagdi HW
CW.11.01 | Site Clearance
CW.11.01.001 | Preparation of construction area by clearing, grubbing, uprooting and cutting of trees, removing the roots, carrying and disposal of the uncerviceable materials and stockpiling of serviceable materials at specified area | sqm | 3627.2 | 40.5 |  | 146901.6
CW.11.02 | Excavation: Excavation of various types of materials including necessary haulage, disposal and management of excavated materials etc. all complete as per the Specifications and the Drawings
CW.11.02.001 | Boulder mixed and common soil | cum | 981.16 | 358.66 |  | 351902.8456
CW.11.02.002 | Surface Rock excavation | cum | 981.16 | 1385.23 |  | 1359132.2668
CW.11.03 | Providing and placing geotextile as per the specification and the drawings | cum | 1813.6 | 233 |  | 422568.8
CW.11.04 | Catch Drain: Providing and placing of stone masonry works for rectangular channel section of 0.3 m x 0.3 m or as per the drawings and the specifications | rm | 453.4 | 3073.98 |  | 1393742.532
CW.11.05 | Rock bolt
CW.11.05.001 | Supplying and Installing of rock bolt (L= 2.2m and 20 mm dia.) in fractured rock including drilling and grouting etc. all complete as per the specifications and the drawings | Nos. | 200 | 4209.7 |  | 841940
[5 empty] | SUB-TOTAL | 4516188.0444
[5 empty] | SUB-TOTAL OF B | 366864261.6873
C. KUNABAN HEADWORKS CIVIL WORKS
CW.13 | Flood Protection Works in Kunaban Headworks Area
CW.13.01 | Site Clearance
CW.13.01.001 | Preparation of construction area by clearing, grubbing, uprooting and cutting of trees, removing the roots, carrying and disposal of the uncerviceable materials and stockpiling of serviceable materials at specified area | sqm | 935 | 40.5 |  | 37867.5
CW.13.02 | Excavation: Excavation of various types of materials including necessary haulage, disposal and management of excavated materials etc. all complete as per the Specifications and the Drawings
CW.13.02.001 | Boulder mixed and common soil | cum | 5701.8 | 358.66 |  | 2045007.588
CW.13.02.002 | Surface Rock excavation | cum | 1425.45 | 1385.23 |  | 1974576.1035
CW.13.03 | Backfilling
CW.13.03.001 | Compacted back filling with non-cohesive materials in layers not exceeding 150mm with watering and haulage etc. all complete as per the Drawings and Specification. | sqm | 7261.41 | 217.5 |  | 1579356.675
CW.13.04 | Concrete Works: Providing and placing of various grades of the concrete including compaction, curing , testing etc. and all complete as per the Specifications and the Drawings
CW.13.04.001 | Blinding Concrete (C15) | cum | 58.05 | 13187.5 |  | 765534.375
CW.13.04.002 | Concrete of grade C25 | cum | 1451.25 | 18375.5 |  | 26667444.375
CW.13.05 | Steel Reinforcement
CW.13.05.001 | Providing and placing of steel reinforcement of grade Fe 500 including cutting, bending, binding, fixing in position and all complete works as per the Specifications and Drawings | ton | 113.9231 | 164277.6744 |  | 18715026.0375
CW.13.06 | Boulder Rip-Rap:Providing and placing boulder lining / rip-rap of the specified size with all complete as per Specifications and the Drawings
CW.13.06.001 | Boulder Rip-Rap of 1.5m dia | cum | 1750 | 4550 |  | 7962500
[5 empty] | SUB-TOTAL | 59747312.654
CW.14 | Kunaban Weir and Stilling Basin
CW.14.01 | Site Clearance
CW.14.01.001 | Preparation of construction area by clearing, grubbing, uprooting and cutting of trees, removing the roots, carrying and disposal of the uncerviceable materials and stockpiling of serviceable materials at specified area | sqm | 2416.37 | 40.5 |  | 97862.985
CW.14.02 | Excavation: Excavation of various types of materials including necessary haulage, disposal and management of excavated materials etc. all complete as per the Specifications and the Drawings
CW.14.02.001 | Boulder mixed and common soil | cum | 4001.4 | 358.66 |  | 1435142.124
CW.14.02.002 | Surface Rock excavation | cum | 1000.35 | 1385.23 |  | 1385714.8305
CW.14.03 | Backfilling
CW.14.03.001 | Compacted back filling with non-cohesive materials in layers not exceeding 150mm with watering and haulage etc. all complete as per the Drawings and Specification. | cum | 4157.925 | 217.5 |  | 904348.6875
CW.14.04 | Formworks
CW.14.04.001 | Providing, preparing and installing formwork including necessary supports and removing after completion and all complete works as per the Specifications and Drawings | cum | 1282.8124 | 1228.5614 |  | 1576013.8347
CW.14.05 | Concrete Works: Providing and placing of various grades of the concrete including compaction, curing , testing etc. and all complete as per the Specifications and the Drawings
CW.14.05.001 | Blinding concrete of C15 grade | cum | 30.5728 | 13187.5 |  | 403178.8659
CW.14.05.002 | Concrete of grade C25 | cum | 822.5407 | 18375.5 |  | 15114596.9269
CW.14.06 | Boulder Rip-Rap: Providing and placing boulder lining / rip-rap of the specified size with all complete as per Specifications and the Drawings
CW.14.06.001 | Boulder Rip-Rap of 1.0-1.25m dia | cum | 1081.6385 | 4550 |  | 4921455.175
CW.14.06.002 | Boulder Rip-Rap of 1.5-2.0 m dia | cum | 2362.0115 | 5005 |  | 11821867.5575
CW.14.07 | Filter Layer: Providing and placing of filter layer as per the Specifications and the Drawings
CW.14.07.001 | Filter layer of thickness 0.5m | sqm | 1974.2875 | 3127 |  | 6173596.8562
CW.14.08 | Clay Blanket: Providing and placing of clay blanket as per the Specifications and the Drawings
CW.14.08.001 | Clay blanket of thickness 0.5m | cum | 250.1796 | 1400 |  | 350251.37
CW.14.09 | Steel Reinforcement
CW.14.09.001 | Providing and placing of steel reinforcement of grade Fe 500 including cutting, bending, binding, fixing in position and all complete works as per the Specifications and Drawings | ton | 48.43 | 164277.6744 |  | 7955967.7721
CW.14.10 | Joints: Providing and placing the expansion/ contraction joints all in position as per the drawings and all complete as per the specifications
CW.14.10.001 | Water Bar | m | 92 | 1693 |  | 155756
CW.14.10.002 | Seleant | m | 92 | 1245 |  | 114540
CW.14.10.003 | Hydroseal/joint filler | m2 | 40 | 1208 |  | 48320
CW.14.11 | Grouting: Supply and application of consolidated grouting works as required and all complete as per the specifications but excluding the drilling for grouting
CW.14.11.001 | Ordinary Cement Grouting | ton | 10 | 56500 |  | 565000
CW.14.11.002 | Cement / sand grouting (1:1) | ton | 2 | 56500 |  | 113000
CW.14.11.003 | Micro Fine Cement grouting | kg | 150 | 282.5 |  | 42375
CW.14.11.004 | Drilling for grouting including the grout pipe | m | 100 | 11600.82 |  | 1160082
[5 empty] | SUB-TOTAL | 54339069.9853
CW.15 | Kunaban Undersluice, Trash Passage and Fish Ladder
CW.15.01 | Site Clearance
CW.15.01.001 | Preparation of construction area by clearing, grubbing, uprooting and cutting of trees, removing the roots, carrying and disposal of the uncerviceable materials and stockpiling of serviceable materials at specified area | sqm | 976.4557 | 40.5 |  | 39546.4559
CW.15.02 | Excavation: Excavation of various types of materials including necessary haulage, disposal and management of excavated materials etc. all complete as per the Specifications and the Drawings
CW.15.02.001 | Boulder mixed and common soil | cum | 3477.6579 | 358.66 |  | 1247296.7896
CW.15.02.002 | Surface Rock Excavation | cum | 869.4145 | 1385.23 |  | 1204339.0201
CW.15.03 | Backfilling
CW.15.03.001 | Compacted back filling with non-cohesive materials in layers not exceeding 150mm with watering and haulage etc. all complete as per the Drawings and Specification. | cum | 326.8966 | 217.5 |  | 71100.0105
CW.15.04 | Formworks
CW.15.04.001 | Providing, preparing and installing formwork including necessary supports and removing after completion and all complete works as per the Specifications and Drawings | sqm | 4842.1691 | 1228.5614 |  | 5948902.1869
CW.15.05 | Concrete Works: Providing and placing of various grades of the concrete including compaction, curing , testing etc. and all complete as per the Specifications and the Drawings
CW.15.05.001 | Blinding concrete of C15 grade (75mm thick) | cum | 61.2047 | 13187.5 |  | 807137.5087
CW.15.05.002 | Concrete of grade C25 | cum | 3455.1588 | 18375.5 |  | 63490271.4482
CW.15.06 | Steel Reinforcement
CW.15.06.001 | Providing and placing of steel reinforcement of grade Fe 500 including cutting, bending, binding, fixing in position and all complete works as per the Specifications and Drawings | ton | 271.23 | 164277.6744 |  | 44557028.6591
CW.15.07 | Hardstone Lining
CW.15.07.001 | Providing and laying of 400 mm thick Hard Stone Linning with non shrinkable rich mortar including curing and all complete as per the Specifications and the Drawings | cum | 119.925 | 9236.98 |  | 1107744.8265
CW.15.09 | Joints: Providing and placing the expansion/ contraction joints all in position as per the drawings and all complete as per the specifications
CW.15.09.001 | Water Bar | m | 60 | 1693 |  | 101580
CW.15.09.002 | Seleant | m | 60 | 1245 |  | 74700
CW.15.09.003 | Hydroseal/joint filler | m2 | 120 | 1208 |  | 144960
CW.15.10 | Stone masonry Works
CW.15.10.001 | Stone masonry Works in 1:4 cement mortar with all materials and all complete as per the Specifications and the Drawings | m3 | 141.8 | 9852.5 |  | 1397084.5
[5 empty] | SUB-TOTAL | 120191691.4054
CW.16 | Kunaban Intake and Gravel trap
CW.16.01 | Site Clearance
CW.16.01.001 | Preparation of construction area by clearing, grubbing, uprooting and cutting of trees, removing the roots, carrying and disposal of the uncerviceable materials and stockpiling of serviceable materials at specified area | sqm | 830.852 | 40.5 |  | 33649.506
CW.16.02 | Excavation: Excavation of various types of materials including necessary haulage, disposal and management of excavated materials etc. all complete as per the Specifications and the Drawings
CW.16.02.001 | Boulder mixed and common soil | cum | 4214.0338 | 358.66 |  | 1511405.3484
CW.16.02.002 | Surface Rock Excavation | cum | 1053.5084 | 1385.23 |  | 1459351.4963
CW.16.03 | Backfilling
CW.16.03.001 | Compacted back filling with non-cohesive materials in layers not exceeding 150mm with watering and haulage etc. all complete as per the Drawings and Specification. | cum | 48.6588 | 217.5 |  | 10583.289
CW.16.04 | Concrete Works: Providing and placing of various grades of the concrete including compaction, curing , testing etc. and all complete as per the Specifications and the Drawings
CW.16.04.001 | Blinding concrete of C15 grade | cum | 35.2854 | 13187.5 |  | 465326.6081
CW.16.04.002 | Concrete of grade C25 | cum | 854.0694 | 18375.5 |  | 15693952.811
CW.16.04.003 | Plum Concrete of C15 with 40% Plum | cum | 116.91 | 11539.5 |  | 1349082.945
CW.16.05 | Formworks
CW.16.05.001 | Providing, preparing and installing formwork including necessary supports and removing after completion and all complete works as per the Specifications and Drawings | Nos. | 658.3446 | 1228.5614 |  | 808816.7823
CW.16.06 | Steel Reinforcement
CW.16.06.001 | Providing and placing of steel reinforcement of grade Fe 500 including cutting, bending, binding, fixing in position and all complete works as per the Specifications and Drawings | ton | 67.0445 | 164277.6744 |  | 11013906.3706
CW.16.07 | Hardstone Lining
CW.16.07.001 | Providing and laying of 300 mm thick Hard Stone Linning with non shrinkable rich mortar including curing and all complete as per the Specifications and the Drawings | sqm | 180.8316 | 9236.98 |  | 1670337.8726
CW.16.08 | Joints: Providing and placing the expansion/ contraction joints all in position as per the drawings and all complete as per the specifications
CW.16.08.001 | Water Bar | m | 40 | 1693 |  | 67720
CW.16.08.002 | Seleant | m | 40 | 1245 |  | 49800
CW.16.08.003 | Hydroseal/joint filler | m2 | 80 | 1208 |  | 96640
[5 empty] | SUB-TOTAL | 34230573.0292
CW.17 | Settling Basin, Headpond, Spillway and Floodwall
CW.17.01 | Site Clearance
CW.17.01.001 | Preparation of construction area by clearing, grubbing, uprooting and cutting of trees, removing the roots, carrying and disposal of the uncerviceable materials and stockpiling of serviceable materials at specified area | sqm | 5280.55 | 40.5 |  | 213862.275
CW.17.02 | Excavation: Excavation of various types of materials including necessary haulage, disposal and management of excavated materials etc. all complete as per the Specifications and the Drawings
CW.17.02.001 | Boulder mixed and common soil | cum | 23056.315 | 358.66 |  | 8269377.9379
CW.17.02.002 | Surface Rock excavation | cum | 23056.315 | 1385.23 |  | 31938299.2274
CW.17.03 | Backfilling
CW.17.03.001 | Compacted back filling with non-cohesive materials in layers not exceeding 150mm with watering and haulage etc. all complete as per the Drawings and Specification. | cum | 16906.806 | 217.5 |  | 3677230.305
CW.17.04 | Concrete Works: Providing and placing of various grades of the concrete including compaction, curing , testing etc. and all complete as per the Specifications and the Drawings
CW.17.04.001 | Blinding concrete of C15 grade | cum | 299.1225 | 13187.5 |  | 3944677.9688
CW.17.04.002 | Concrete of grade C25 | cum | 8000.482 | 18375.5 |  | 147012857.5423
CW.17.05 | Formworks
CW.17.05.001 | Providing, preparing and installing formwork including necessary supports and removing after completion and all complete works as per the Specifications and Drawings | sqm | 9713.8602 | 1228.5614 |  | 11934073.9643
CW.17.06 | Steel Reinforcement
CW.17.06.001 | Providing and placing of steel reinforcement of grade Fe 500 including cutting, bending, binding, fixing in position and all complete works as per the Specifications and Drawings | ton | 628.0378 | 164277.6744 |  | 103172595.6961
CW.17.07 | Gabion Works
CW.17.07.001 | Gabion Works with all materials and all complete as per the Specifications and the Drawings | cum | 1320.2942 | 5206 |  | 6873451.6052
CW.17.08 | Stone masonry Works
CW.17.08.001 | Stone masonry Works in 1:4 cement mortar with all materials and all complete as per the Specifications and the Drawings | cum | 6363.1644 | 9852.5 |  | 62693076.8569
CW.17.09 | Slope protection Works
CW.17.09.001 | Providing and placing of 4m long and 25mm dia. soil nail with drilling, grouting, face plates, nuts, etc. all complete | Nos | 199 | 15335 |  | 3051665
CW.17.10 | Surface Drainage Works
CW.17.10.001 | Catch Drain: Providing and placing of stone masonry works for rectangular channel section of 0.3 m x 0.3 m or as per the drawings and the specifications | rm | 161.4799 | 3073.98 |  | 496386.0014
CW.17.11 | Sub-Surface Drainage works
CW.17.11.001 | Providing and placing 0.4m HDPE pipe | rm | 127.33 | 618 |  | 78689.94
CW.17.12 | Joints: Providing and placing the expansion/ contraction joints at all in position as per the Drawings and all complete as per the Sspecifications
CW.17.12.001 | Water Bar | m | 350 | 1693 |  | 592550
CW.17.12.002 | Sealant | m | 350 | 1245 |  | 435750
CW.17.12.003 | Hydroseal/joint filler | m2 | 700 | 1208 |  | 845600
[5 empty] | SUB-TOTAL | 385230144.3203
[5 empty] | SUB-TOTAL OF B | 653738791.3942
[5 empty] | SUB-TOTAL OF B &C | 1020603053.0815
D. WATERWAY AND UNDERGROUND STRUCTURES CIVIL WORKS
CW.18 | Headrace Pipe and Kholsi Crossing
CW.18.01 | Site Clearance
CW.18.01.001 | Preparation of construction area by clearing, grubbing, uprooting and cutting of trees, removing the roots, carrying and disposal of the unserviceable materials and stockpiling of serviceable materials at specified area | sqm | 5000 | 40.5 |  | 202500
CW.18.02 | Excavation: Excavation of various types of materials including necessary haulage, disposal and management of excavated materials etc. all complete as per the Specifications and the Drawings
CW.18.02.001 | Boulder mixed soil excavation | cum | 37916.5338 | 358.66 |  | 13599144.0299
CW.18.02.002 | Surface Rock Excavation | cum | 6691.153 | 1385.23 |  | 9268785.9145
CW.18.03 | Backfilling
CW.18.03.001 | Compacted back filling with non-cohesive materials in layers not exceeding 150mm with watering and haulage etc. all complete as per the Drawings and Specification. | cum | 13696.8528 | 217.5 |  | 2979065.4744
CW.18.03.002 | 0.3 m thick selected gravel filling around the pipe | cum | 1400 | 1563.5 |  | 2188900
CW.18.04 | Concrete Works: Providing and placing of various grades of the concrete including compaction, curing , testing etc. and all complete as per the Specifications and the Drawings
CW.18.04.001 | Blinding concrete of C15 grade | cum | 566.65 | 13187.5 |  | 7472696.875
CW.18.04.002 | Concrete of grade C25 (including basepads) | cum | 1384.637 | 18375.5 |  | 25443397.1935
CW.18.05 | Stone masonry Works
CW.18.05.001 | Stone masonry Works in 1:4 cement mortar with all materials and all complete as per the Specifications and the Drawings | cum | 149.717 | 9852.5 |  | 1475086.7425
CW.18.06 | Formworks
CW.18.06.001 | Providing, preparing and installing formwork including necessary supports and removing after completion and all complete works as per the Specifications and Drawings | sqm | 770.85 | 1228.5614 |  | 947036.5772
CW.18.07 | Steel Reinforcement
CW.18.07.001 | Providing and placing of steel reinforcement of grade Fe 500 including cutting, bending, binding, fixing in position and all complete works as per the Specifications and Drawings | ton | 101.629 | 164277.6744 |  | 16695376.5127
CW.18.08 | Gabion Works
CW.18.08.001 | Gabion Works with all materials and all complete as per the Specifications and the Drawings | cum | 280 | 5206 |  | 1457680
CW.18.09 | Boulder Riprap 1-1.25m thick | cum | 141.8 | 4550 |  | 645190
[5 empty] | SUB-TOTAL | 82374859.3198
CW.19 | Inlet Portal
CW.19.01 | Site Clearance
CW.19.01.001 | Preparation of construction area by clearing, grubbing, uprooting and cutting of trees, removing the roots, carrying and disposal of the uncerviceable materials and stockpiling of serviceable materials at specified area | sqm | 1000 | 40.5 |  | 40500
CW.19.02 | Excavation: Excavation of various types of materials including necessary haulage, disposal and management of excavated materials etc. all complete as per the Specifications and the Drawings
CW.19.02.001 | Boulder mixed soil excavation | cum | 5096 | 358.66 |  | 1827731.36
CW.19.02.002 | Surface Rock Excavation | cum | 2184 | 1385.23 |  | 3025342.32
CW.19.03 | Rock bolt
CW.19.03.001 | Supplying and Installing of rock bolt (L= 3.5 m and 25 mm dia.) in fractured rock including drilling and grouting etc. all complete as per the specifications and the drawings | nos | 400 | 5512.75 |  | 2205100
CW.19.04 | Shotcrete Work
CW.19.04.001 | Providing and placing 75mm thick plain shortcrete including compaction, curing , testing etc. all complete as per the specifications and the drawings | sqm | 50 | 4184.2125 |  | 209210.625
CW.19.04.002 | Providing and placing 100 mm thick plain shortcrete including compaction, curing , testing etc. all complete as per the specifications and the drawings | sqm | 90 | 5578.95 |  | 502105.5
CW.19.05 | Wire mesh for shotcrete
CW.19.05.001 | Supply and placing 3.5 mm thick Wire mesh (50x50) mm including fixing and anchorage as specified. | sqm | 300 | 534.8 |  | 160440
CW.19.05.002 | Supply and placing 4.7 mm thick Wire mesh (100x100) mm including fixing and anchorage as specified. | sqm | 900 | 668.5 |  | 601650
CW.19.06 | 50 mm dia. 1m long Weep Holes | Nos. | 300 | 618 |  | 185400
[5 empty] | SUB-TOTAL | 8757479.805
CW.20 | Headrace Tunnel
CW.20.01 | Rock exavation in tunnel including cost of explosive and all materials, blasting, mucking, provision of air,ventilation , lighting, water management, draining, dewatering, pumping, disposal and management of muck within the project site at the location provided by the Employer and all complete as per the specifications.
CW.20.01.001 | Underground Rock Excavation in rock class I to IV | cum | 62454.5337 | 6784.25 |  | 423707170.0085 |  |  | Ok
CW.20.01.002 | Underground Rock Excavation in rock class V to VI | cum | 22407.6533 | 7462.675 |  | 167221034.0317 |  |  | OK
CW.20.02 | Shotcrete Work
CW.20.02.001 | Providing and placing 50 mm thick plain shortcrete including compaction, curing , testing etc. all complete as per the specifications and the drawings | sqm | 50 | 2789.475 |  | 139473.75
CW.20.02.002 | Providing and placing 75 mm thick plain shortcrete including compaction, curing , testing etc. all complete as per the specifications and the drawings | sqm | 50 | 4184.2125 |  | 209210.625
CW.20.02.003 | Providing and placing 100 mm thick plain shortcrete including compaction, curing , testing etc. all complete as per the specifications and the drawings | sqm | 50 | 5578.95 |  | 278947.5
CW.20.02.004 | Providing and placing 100 mm thick steel fibre shortcrete including compaction, curing , testing etc. all complete as per the specifications and the drawings | sqm | 24661.6888 | 5831.9 |  | 143824503.0667 |  |  | OK
CW.20.02.005 | Providing and placing 120 mm thick steel fibre shortcrete including compaction, curing , testing etc. all complete as per the specifications and the drawings | sqm | 21693.5222 | 7289.875 |  | 158143065.4103 |  |  | OK
CW.20.02.006 | Providing and placing 150 mm thick steel fibre shortcrete including compaction, curing , testing etc. all complete as per the specifications and the drawings | sqm | 11035.8686 | 8747.85 |  | 96540122.9387 |  |  | OK
CW.20.02.007 | Providing and placing 75 mm thick steel fibre shortcrete including compaction, curing , testing etc. all complete as per the specifications and the drawings | sqm | 150 | 4811.3175 |  | 721697.625
CW.20.03 | Wire mesh for shotcrete
CW.20.03.001 | Supply and placing of 4.7 mm thick Wire mesh (100x100) mm including fixing and anchorage as specified. | sqm | 31883.4275 | 668.5 |  | 21314071.2716
CW.20.03.002 | Supply and placing 3.5 mm thick Wire mesh (50x50) mm including fixing and anchorage as specified. | sqm | 100 | 534.8 |  | 53480
CW.20.04 | Rock bolt
CW.20.04.001 | Supplying and Installing of rock bolt (L= 2.2m and 20 mm dia.) including drilling and grouting etc. all complete as per the specifications and the drawings | Nos. | 11194 | 4209.7 |  | 47123381.8 |  |  | Ok
CW.20.04.002 | Supplying and Installing of rock bolt (L= 2.5 m and 20 mm dia.) including drilling and grouting etc. all complete as per the specifications and the drawings | Nos. | 15046 | 4795.175 |  | 72148203.05 |  |  | ok
CW.20.04.003 | Supplying and Installing of 20mm dia 2.2 m long rock bolt with resin capsule including drilling, grouting and all complete works of rock bolting as per the specifications and the drawings | Nos. | 55 | 4630.67 |  | 254686.85
CW.20.04.004 | Supplying and Installing of 20mm dia 2.5 m long rock bolt with resin capsule including drilling, grouting and all complete works of rock bolting as per the specifications and the drawings | Nos. | 35 | 5274.6925 |  | 184614.2375
CW.20.05 | Spiling Bolts
CW.20.05.001 | Providing and placing of Spiling bolts 6 m long 25mm dia. including drilling, grouting, etc. all complete as per the Specifications and the Drawings. | Nos. | 1427 | 12161.6 |  | 17354603.2
CW.20.06 | Grouting (Contact and/or injection grouting works inclusive of all materials and admixtures but except drilling works required for grouting)
CW.20.06.001 | Ordinary Cement Grouting | tons | 500 | 56500 |  | 28250000
CW.20.06.002 | Cement / sand grouting (1:1) | tons | 45 | 56500 |  | 2542500
CW.20.06.003 | Micro Fine Cement grouting | kg | 50 | 282.5 |  | 14125
CW.20.06.004 | Drilling for grouting including the grout pipe | m | 7476.18 | 11600.82 |  | 86729818.4676
CW.20.06.005 | Epoxy resin grout | kg | 50 | 1200 |  | 60000
CW.20.06.006 | Polyurethane grout (Both structural / Non-Structural) | kg | 100 | 1500 |  | 150000
CW.20.07 | Concrete Works: Providing and placing of various grades of the concrete including compaction, curing , testing etc. and all complete as per the Specifications and the Drawings
CW.20.07.001 | Concrete Lining (C25) | cum | 3997.0979 | 19638 |  | 78495008.051
CW.20.07.002 | Invert concrete with 200mm thickness (Grade C25) | cum | 3056.3681 | 19638 |  | 60020957.2977
CW.20.08 | Steel Reinforcement
CW.208.001 | Providing and placing of steel reinforcement of grade Fe 500 including cutting, bending, binding, fixing in position and all complete works as per the Specifications and Drawings | tons | 339.603 | 174710.4762 |  | 59332197.8631
CW.20.09 | Formworks
CW.20.09.001 | Providing, preparing and installing of formwork including necessary supports and removing after completion and all complete works as per the Specifications and Drawings | sqm | 10481.2788 | 1234.973 |  | 12944095.9154
CW.20.10 | Steel Ribs
CW.20.10.001 | Providing and installing steel ribs or strut of ISMB 150 including fixing materials, tie bars, concrete footing, etc. all complete as per the Specifications and the Drawings. | tons | 170.6613 | 339058.5 |  | 57864167.889
CW.20.10.002 | Providing and installing steel ribs or strut of ISMB 200 including fixing materials, tie bars, concrete footing, etc. all complete as per the Specifications and the Drawings. | tons | 5 | 356011.425 |  | 1780057.125
CW.20.11 | Supplying and fixing of additional tie rods, not covered under rib section, as instructed by the Engineer depending on the site condition | kg | 20814.41 | 174.7105 |  | 3636495.4827 | kept same
CW.20.12 | Cleaning of Invert with transportation and disposal of spoil to the satisfaction of the Engineer | sqm | 18082.5216 | 350 |  | 6328882.56
CW.20.13 | Additional mucking for geological overbreak
CW.20.13.001 | Mucking of geological overbreak | cum | 1120.3827 | 746.2675 |  | 836105.1702
CW.20.14 | Waterloss measurement test (Lugeon Test) | Nos. | 210 | 18000 |  | 3780000
CW.20.15 | Probe hole drilling without core recovery as per specifications | rm | 180 | 1500 |  | 270000
CW.20.16 | Probe hole drilling with core recovery as per specifications | rm | 40 | 25000 |  | 1000000
CW.20.17 | Instrumentation and monitoring of tunnel | LS | 1 | 5000000 |  | 5000000
[5 empty] | SUB-TOTAL | 1558252676.1867
CW.21 | Adit 1 and Adit 2 for Headrace Tunnel
CW.21.01 | Rock exavation in tunnel including cost of explosive and all materials, blasting, mucking, provision of air,ventilation , lighting, water management, dewatering, pumping, disposal and management of muck within the project site at the location provided by the Employer and all complete as per the specifications. | cum | 3404.949 | 6784.25 |  | 23100025.1555
CW.21.02 | Shotcrete Work
CW.21.02.001 | Providing and placing 100 mm thick steel fibre shortcrete including compaction, curing , testing etc. all complete as per the specifications and the drawings | sqm | 1778.6276 | 5831.9 |  | 10372778.1411
CW.21.02.002 | Providing and placing 120 mm thick steel fibre shortcrete including compaction, curing , testing etc. all complete as per the specifications and the drawings | sqm | 1061.0636 | 7289.875 |  | 7735021.2489
CW.21.02.003 | Providing and placing 150 mm thick steel fibre shortcrete including compaction, curing , testing etc. all complete as per the specifications and the drawings | sqm | 701.2628 | 8747.85 |  | 6134542.1707
CW.21.03 | Wire mesh
CW.21.03.001 | Supply and placing of 4.7 mm thick Wire mesh (100x100) mm including fixing and anchorage as specified. | sqm | 1416.3816 | 668.5 |  | 946851.1128
CW.21.03.002 | Supply and placing of 3.5 mm thick Wire mesh (50x50) mm including fixing and anchorage as specified. | sqm | 50 | 534.8 |  | 26740
CW.21.04 | Rock bolt
CW.21.04.001 | Supplying and Installing of rock bolt (L= 2.2 m and 20 mm dia.) in fractured rock including drilling and grouting etc. all complete as per the specifications and the drawings | nos | 1369 | 4209.7 |  | 5763079.3
CW.21.04.002 | Supplying and Installing of rock bolt (L= 2.5 m and 20 mm dia.) in fractured rock including drilling and grouting etc. all complete as per the specifications and the drawings | nos | 1414 | 4795.175 |  | 6780377.45
CW.21.05 | Steel Ribs
CW.21.05.001 | Providing and installing steel ribs or strut of ISMB 150 including fixing materials, tie bars, concrete footing, etc. all complete as per the Specifications and the Drawings. | tons | 3 | 339058.5 |  | 1017175.5
CW.21.05.002 | Providing and installing steel ribs or strut of ISMB 200 or higher grade Steel Sections including fixing materials, tie bars, concrete footing, etc. all complete as per the Specifications and the Drawings. | tons | 1 | 356011.425 |  | 356011.425
CW.21.06 | Cleaning of Invert with transportation and disposal of spoil to the satisfaction of the Engineer | sqm | 830.208 | 350 |  | 290572.8 | Changed , however will be removed (Not considered in concrete lining)
CW.21.07 | Concrete Works: Providing and placing of various grades of the concrete including compaction, curing , testing etc. and all complete as per the Specifications and the Drawings
CW.21.07.001 | Concrete grade of C20 (Invert Concrete) | cum | 166.0416 | 16560 |  | 2749648.896
CW.21.08 | Steel Reinforcement
CW.21.08.001 | Providing and placing of steel reinforcement of grade Fe 500 including cutting, bending, binding, fixing in position and all complete works as per the Specifications and Drawings | tons | 13.4982 | 174710.4762 |  | 2358284.9904
CW.21.9 | Supplying and fixing of additional tie rods, not covered under rib section, as instructed by the Engineer depending on the site condition | Kg | 681.23 | 174.7105 |  | 119018.0177
[5 empty] | SUB-TOTAL | 67750126.2081
CW.22 | Portal for Adit Tunnel 1 & 2 (HRT)
CW.22.01 | Site Clearance
CW.22.01.001 | Preparation of construction area by clearing, grubbing, uprooting and cutting of trees, removing the roots, carrying and disposal of the unserviceable materials and stockpiling of serviceable materials at specified area. | sqm | 340 | 40.5 |  | 13770
CW.22.02 | Earthworks: Excavation of various types of materials including necessary haulage, disposal and management of excavated materials etc., compacted backfilling as required and all complete as per the Specifications and the Drawings
CW.22.02.001 | Surface Rock Excavation | cum | 7578.2 | 1385.23 |  | 10497549.986
CW.22.03 | Rock bolt
CW.22.03.001 | Supplying and Installing of rock bolt (L= 3.5 m and 25 mm dia ) in fractured rock including drilling and grouting etc. all complete as per the specifications and the drawings | nos | 523 | 5512.75 |  | 2883168.25
CW.22.04 | Shotcrete Work
CW.22.04.001 | Providing and placing 50 mm thick plain shortcrete including compaction, curing , testing etc. all complete as per the specifications and the drawings | sqm | 50 | 2789.475 |  | 139473.75
CW.22.04.002 | Providing and placing 75 mm thick plain shortcrete including compaction, curing , testing etc. all complete as per the specifications and the drawings | sqm | 50 | 4184.2125 |  | 209210.625
CW.22.04.003 | Providing and placing 100 mm thick plain shortcrete including compaction, curing , testing etc. all complete as per the specifications and the drawings | sqm | 1173.95 | 5578.95 |  | 6549408.3525
CW.22.05 | 50 mm dia. 1m long Weep Holes | nos | 392 | 618 |  | 242256
CW.22.06 | Wire mesh for shotcrete |  |  |  |  | 0
CW.22.06.001 | Supplly and placing of 3.5 mm thick Wire mesh (50*50)mm including fixing and anchorage as specified. | sqm | 100 | 534.8 |  | 53480
CW.22.06.002 | Supplly and placing of 4.7 mm thick Wire mesh (100*100)mm including fixing and anchorage as specified. | sqm | 1173.95 | 668.5 |  | 784785.575
[5 empty] | SUB-TOTAL | 21373102.5385
CW.23 | Aeration Tunnel
CW.23.01 | Rock exavation in tunnel including cost of explosive and all materials, blasting, mucking, provision of air,ventilation , lighting, water, dewatering, pumping, disposal and management of muck within the project site at the location provided by the Employer and all complete as per the specifications. | cum | 395.2237 | 6784.25 |  | 2681296.0934
CW.23.02 | Shortcrete
CW.23.02.001 | Providing and placing 50 mm thick plain shortcrete including compaction, curing , testing etc. all complete as per the specifications and the drawings | sqm | 10 | 2789.475 |  | 27894.75
CW.23.02.002 | Providing and placing 75 mm thick plain shortcrete including compaction, curing , testing etc. all complete as per the specifications and the drawings | sqm | 20 | 4184.2125 |  | 83684.25
CW.23.02.003 | Providing and placing 100 mm thick steel fibre shortcrete including compaction, curing , testing etc. all complete as per the specifications and the drawings | sqm | 252.9664 | 5831.9 |  | 1475274.5065
CW.23.02.004 | Providing and placing 120 mm thick steel fibre shortcrete including compaction, curing , testing etc. all complete as per the specifications and the drawings | sqm | 25 | 7289.875 |  | 182246.875
CW.23.02.005 | Providing and placing 150 mm thick steel fibre shortcrete including compaction, curing , testing etc. all complete as per the specifications and the drawings | sqm | 63.2416 | 8747.85 |  | 553227.9399
CW.23.03 | Wire mesh for shotcrete
CW.23.03.001 | Supply and placing of 3.5 mm thick Wire mesh (50*50)mm including fixing and anchorage as specified. | sqm | 10 | 534.8 |  | 5348
CW.23.03.002 | Supply and placing of 4.7 mm thick Wire mesh (100*100)mm including fixing and anchorage as specified. | sqm | 31.6208 | 668.5 |  | 21138.5013
CW.23.04 | Rock bolts
CW.23.04.001 | Supplying and Installing of rock bolt (L= 2.5 m and 20 mm dia.) in fractured rock including drilling and grouting etc. all complete as per the specifications and the drawings | nos | 220 | 4795.175 |  | 1054938.5
CW.23.05 | Spiling bolts
CW.23.05.001 | Providing and placing of Spiling bolts 6 m long 25mm dia. including drilling, grouting, etc. all complete as per the Specifications and the Drawings. | nos | 25 | 12161.5 |  | 304037.5
CW.23.06 | Steel Ribs
CW.23.06.001 | Providing and installing steel ribs or strut of ISMB 150 including fixing materials, tie bars, concrete footing, etc. all complete as per the Specifications and the Drawings. | tons | 0.94862 | 339058.5 |  | 321638.9778
CW.23.07 | Cleaning of Invert with transportation and disposal of spoil to the satisfaction of the Engineer | sqm | 123 | 350 |  | 43050
CW.23.08 | Supplying and fixing of additional tie rods, not covered under rib section, as instructed by the Engineer depending on the site condition | Kg | 94.8624 | 174.7105 |  | 16573.4524
[5 empty] | SUB-TOTAL | 6770349.3463
CW.24 | Surge Shaft
CW.24.01 | Rock exavation in surge shaft including cost of explosive and all materials, blasting, mucking, provision of air, ventilation, lighting, water, dewatering, pumping, disposal and management of muck within the project site at the location provided by the Employer and all complete as per the specifications. | cum | 4257.3018 | 10839.5 |  | 46147022.8132
CW.24.02 | Concrete Works: Providing and placing of various grades of the concrete including compaction, curing , testing etc. and all complete as per the Specifications and the Drawings
CW.24.02.001 | Concrete lining of C25 | cum | 1465.3046 | 27493.2 |  | 40285913.4354
CW.24.03 | Steel Reinforcement
CW.24.03.001 | Providing and placing of steel reinforcement of grade Fe 500 including cutting, bending, binding, fixing in position and all complete works as per the Specifications and Drawings | tons | 164.0006 | 176598.5 |  | 28962253.1239
CW.24.04 | Formworks
CW.24.04.001 | Providing, preparing and installing of formwork including necessary supports and removing after completion and all complete works as per the Specifications and Drawings | sqm | 1758.3656 | 1728.9621 |  | 3040147.5036
CW.24.05 | Rock bolt
CW.24.05.001 | Supplying and Installing of rock bolt (L= 3 m and 25 mm dia.) in fractured rock including drilling and grouting etc. all complete as per the specifications and the drawings | Nos. | 690 | 6848.1 |  | 4725189
CW.24.06 | Shotcrete Work
CW.24.06.001 | Providing and placing 100 mm thick steel fibre shortcrete including compaction, curing , testing etc. all complete as per the specifications and the drawings | sqm | 1640.0056 | 8164.66 |  | 13390088.2279
CW.24.06.002 | Providing and placing 150 mm thick steel fibre shortcrete including compaction, curing , testing etc. all complete as per the specifications and the drawings | sqm | 20 | 12246.99 |  | 244939.8
[5 empty] | SUB-TOTAL | 136795553.9039
CW.25 | Outlet Portal
CW.25.01 | Site Clearance
CW.25.01.001 | Preparation of construction area by clearing, grubbing, uprooting and cutting of trees, removing the roots, carrying and disposal of the uncerviceable materials and stockpiling of serviceable materials at specified area | sqm | 1500 | 40.5 |  | 60750
CW.25.02 | Excavation: Excavation of various types of materials including necessary haulage, disposal and management of excavated materials etc. all complete as per the Specifications and the Drawings
CW.25.02.001 | Surface Rock Excavation | cum | 7236 | 1385.23 |  | 10023524.28
CW.25.03 | Rock bolt
CW.25.03.001 | Supplying and Installing of rock bolt (L= 3.5 m and 25 mm dia.) in fractured rock including drilling and grouting etc. all complete as per the specifications and the drawings | nos | 864 | 5512.75 |  | 4763016
CW.25.04 | Shotcrete Work
CW.25.04.001 | Providing and placing 100 mm thick plain shortcrete including compaction, curing , testing etc. all complete as per the specifications and the drawings | sqm | 648 | 5578.95 |  | 3615159.6
CW.25.04.002 | Providing and placing 75 mm thick plain shortcrete including compaction, curing , testing etc. all complete as per the specifications and the drawings | sqm | 50 | 4184.2125 |  | 209210.625
CW.25.04.003 | Providing and placing 50 mm thick plain shortcrete including compaction, curing , testing etc. all complete as per the specifications and the drawings | sqm | 100 | 2789.475 |  | 278947.5
CW.25.05 | 50 mm dia. 1m long Weep Holes | nos | 648 | 618 |  | 400464
CW.25.06 | Wire mesh for shotcrete |  |  |  |  | 0
CW.25.06.001 | Supply and placing of 3.5 mm thick Wire mesh (50*50)mm including fixing and anchorage as specified. | sqm | 100 | 534.8 |  | 53480
CW.25.06.002 | Supply and placing of 4.7 mm thick Wire mesh (100*100)mm including fixing and anchorage as specified. | sqm | 1944 | 668.5 |  | 1299564
[5 empty] | SUB-TOTAL | 20704116.005
CW.26 | Vertical Drop Shaft & Anchor Blocks
CW.26.00 | Surface rock excavation including necessary haulage, disposal and management of excavated materials etc. all complete as per the Specifications and the Drawings | cum | 7368 | 1385.23 |  | 10206374.64
CW.26.01 | Underground Rock exavation in vertical shaft, irrespective of encountered rock type, including the cost of explosive and all materials, blasting, mucking, provision of air ventilation , lighting, water, dewatering, pumping, disposal and management of muck within the project site at the location provided by the Employer and all complete as per the specifications. | cum | 5576.735 | 18736.85 |  | 104490447.0007
CW.26.02 | Rock bolt
CW.26.02.001 | Supplying and Installing of rock bolt (L= 2.5m and 25 mm dia.) in fractured rock including drilling and grouting etc. all complete as per the specifications and the drawings | nos | 2894 | 6538.875 |  | 18923504.25
CW.26.02.002 | Supplying and Installing of rock bolt (L= 2.2m and 20 mm dia.) in fractured rock including drilling and grouting etc. all complete as per the specifications and the drawings | nos | 1200 | 4209.7 |  | 5051640
CW.26.03 | Shotcrete Work
CW.26.03.001 | Providing and placing 100 mm thick steel fibre shortcrete including compaction, curing , testing etc. all complete as per the specifications and the drawings | sqm | 50 | 8164.66 |  | 408233
CW.26.03.002 | Providing and placing 120 mm thick steel fibre shortcrete including compaction, curing , testing etc. all complete as per the specifications and the drawings | sqm | 3680.5794 | 10205.825 |  | 37563348.9374
CW.26.03.003 | Providing and placing 150 mm thick steel fibre shortcrete including compaction, curing , testing etc. all complete as per the specifications and the drawings | sqm | 1577.3912 | 12246.99 |  | 19318293.7393
CW.26.03.004 | Providing and placing 100 mm thick plain shortcrete including compaction, curing , testing etc. all complete as per the specifications and the drawings | sqm | 20 | 7810.53 |  | 156210.6
CW.26.05 | Steel Ribs
CW.26.05.001 | Providing and installing steel ribs or strut of ISMB 150 including fixing materials, tie bars, concrete footing, etc. all complete as per the Specifications and the Drawings. | ton | 15.7739 | 474681.9 |  | 7487590.3197
CW.26.06 | Wire mesh for shotcrete
CW.26.06.001 | Supply and placing 4.7 mm thick Wiremesh (100*100) mm including fixing and anchorage as specified. | sqm | 1314.4926 | 668.5 |  | 878738.3243
CW.26.06.002 | Supply and placing 3.5 mm thick Wiremesh (50*50) mm including fixing and anchorage as specified. | sqm | 15.7739 | 534.8 |  | 8435.8879
CW.26.07 | Concrete Works: Providing and placing of various grades of the concrete including compaction, curing , testing etc. and all complete as per the Specifications and the Drawings
CW.26.07.001 | Concrete of grade C20 for anchor blocks | cum | 3333 | 16560 |  | 55194480
CW.26.07.002 | Concrete of grade C20 as backfill concrete | cum | 2563.2606 | 18216 |  | 46692355.6707
CW.26.08 | Formworks
CW.26.08.001 | Providing, preparing and installing of formwork including necessary supports and removing after completion and all complete works as per the Specifications and Drawings | sqm | 270 | 1234.973 |  | 333442.7001
CW.26.09 | Steel Reinforcement
CW.26.09.001 | Providing and placing of steel reinforcement of grade Fe 500 including cutting, bending, binding, fixing in position and all complete works as per the Specifications and Drawings | tons | 130.8202 | 174710.4762 |  | 22855668.1729
CW.26.10 | Anchor Bar
CW.26.10.001 | Supplying and Installing of fully grouted 20mm dia rock anchor of varying length (3.5-5m) including drilling, grouting and all complete works of rock anchoring as per the specifications and the drawings | rm | 177.7778 | 1500 |  | 266666.6667
[5 empty] | SUB-TOTAL | 329835429.9096
CW.27 | Butterfly Valve Chamber
CW.27.01 | Underground Rock exavation in Cavern, irrespective of encountered rock type, including the cost of explosive and all materials, blasting, mucking, provision of air ventilation , lighting, water, dewatering, pumping, disposal and management of muck within the project site at the location provided by the Employer and all complete as per the specifications. | cum | 1655.3586 | 6784.25 |  | 11230366.6043
CW.27.02 | Shotcrete Work |  |  |  |  | 0
CW.27.02.001 | Providing and placing 100 mm thick steel fibre reinforced shortcrete including compaction, curing , testing etc. all complete as per the specifications and the drawings | sqm | 60 | 5831.9 |  | 349914
CW.27.02.002 | Providing and placing 120 mm thick steel fibre reinforced shortcrete including compaction, curing , testing etc. all complete as per the specifications and the drawings | sqm | 30 | 7289.875 |  | 218696.25
CW.27.02.003 | Providing and placing 150 mm thick steel fibre reinforced shortcrete including compaction, curing , testing etc. all complete as per the specifications and the drawings | sqm | 491.2749 | 8747.85 |  | 4297599.4383
CW.27.03 | Wire mesh for shotcrete |  |  |  |  | 0
CW.27.03.001 | 3.5 mm thick Wire mesh (50*50) cm including fixing and anchorage as specified. | sqm | 50 | 534.8 |  | 26740
CW.27.03.002 | 4.7 mm thick Wire mesh (100*100) cm including fixing and anchorage as specified. | sqm | 196.51 | 668.5 |  | 131366.9176
CW.27.04 | Rock bolts |  |  |  |  | 0
CW.27.04.001 | Supplying and Installing of rock bolt (L= 3.5 m and 25 mm dia.) in fractured rock including drilling and grouting etc. all complete as per the specifications and the drawings | Nos | 492 | 5512.75 |  | 2712273
CW.27.05 | Spiling bolts |  |  |  |  | 0
CW.27.05.002 | Providing and placing of Spiling bolts 6 m long 25mm dia. including drilling, grouting, etc. all complete as per the Specifications and the Drawings. | nos | 151 | 12161.5 |  | 1836386.5
CW.27.06 | Steel Ribs |  |  |  |  | 0
CW.27.06.001 | Providing and installing steel ribs or strut of ISMB 150 including fixing materials, tie bars, concrete footing, etc. all complete as per the Specifications and the Drawings. | tons | 7.385 | 339058.5 |  | 2503939.4174
CW.27.06.002 | Providing and installing steel ribs or strut of ISMB 200 Steel Sections including fixing materials, tie bars, concrete footing, etc. all complete as per the Specifications and the Drawings. | tons | 1 | 372964.35 |  | 372964.35
CW.27.07 | Cleaning of Invert with transportation and disposal of spoil to the satisfaction of the Engineer | sqm | 148.41 | 350 |  | 51943.5
CW.27.08 | Concrete Works: Providing and placing of various grades of the concrete including compaction, curing , testing etc. and all complete as per the Specifications and the Drawings |  |  |  |  | 0
CW.27.08.001 | Concrete grade of C20 (Invert Concrete) | cum | 30.7296 | 16560 |  | 508882.176
CW.27.08.002 | Concrete grade of C25 (Butterfly Valve Chamber) | cum | 461.68 | 19638 |  | 9066471.84
CW.27.09 | Steel Reinforcement |  |  |  |  | 0
CW.27.09.001 | Providing and placing of steel reinforcement of grade Fe 500 including cutting, bending, binding, fixing in position and all complete works as per the Specifications and Drawings | tons | 28.9906 | 174710.4762 |  | 5064964.1866
CW.27.10 | Supplying and fixing of additional tie rods, not covered under rib section, as instructed by the Engineer depending on the site condition | Kg | 738.4978 | 174.7105 |  | 129023.2948
CW.27.11 | Formworks |  |  |  |  | 0
CW.27.11.001 | Providing, preparing and installing of formwork including necessary supports and removing after completion and all complete works as per the Specifications and Drawings | sqm | 140.4 | 1234.973 |  | 173390.2041
CW.27.12 | Supply, placing and fixing of the triangular lattice girder as specified in the drawings including the main members i.e, upper chord, lower chords, the tie bars, the base plate, splice plates, bolts, other connection members and all required accessories. (Note: The base plate, splice plates, bolts, etc. shall be not be measured for payment and shall deemed to be included in the rate of the lattice girder.) | tons | 10 | 197133.2093 |  | 1971332.093
[5 empty] | SUB-TOTAL | 40646253.7721
CW.28 | Butterfly Valve Access Portal
CW.28.01 | Site Clearance
CW.28.01.001 | Preparation of construction area by clearing, grubbing, uprooting and cutting of trees, removing the roots, carrying and disposal of the uncerviceable materials and stockpiling of serviceable materials at specified area | sqm | 350 | 40.5 |  | 14175
CW.28.02 | Excavation: Excavation of various types of materials including necessary haulage, disposal and management of excavated materials etc. all complete as per the Specifications and the Drawings |  |  |  |  | 0
CW.28.02.001 | Surface Rock Excavation | cum | 5714.58 | 1385.23 |  | 7916007.6534
CW.28.03 | Rock bolts |  |  |  |  | 0
CW.28.03.001 | Supplying and Installing of rock bolt (L= 3.5 m and 25 mm dia.) in fractured rock including drilling and grouting etc. all complete as per the specifications and the drawings | nos | 445 | 5512.75 |  | 2453173.75
CW.28.04 | Shotcrete Work |  |  |  |  | 0
CW.28.04.001 | Providing and placing 50 mm thick plain shortcrete including compaction, curing , testing etc. all complete as per the specifications and the drawings | sqm | 20 | 2789.475 |  | 55789.5
CW.28.04.002 | Providing and placing 75 mm thick plain shortcrete including compaction, curing , testing etc. all complete as per the specifications and the drawings | sqm | 50 | 4184.2125 |  | 209210.625
CW.28.04.003 | Providing and placing 100 mm thick plain shortcrete including compaction, curing , testing etc. all complete as per the specifications and the drawings | sqm | 1000 | 5578.95 |  | 5578950
CW.28.05 | 50 mm dia. 1m long Weep Holes | nos | 334 | 618 |  | 206412
CW.28.06 | Wire mesh for shotcrete
CW.28.06.001 | Supply and placing of 3.5 mm thick Wire mesh (50*50) mm including fixing and anchorage as specified. | sqm | 20 | 534.8 |  | 10696
CW.28.06.001 | Supply and Placing of 4.7 mm thick Wire mesh (150*150) cm including fixing and anchorage as specified. | sqm | 1000 | 668.5 |  | 668500
[5 empty] | SUB-TOTAL | 17112914.5284
CW.29 | Butterfly Valve Access Tunnel
CW.29.01 | Excavation works
CW.29.01.001 | Underground Rock exavation in tunnel, irrespective of encountered rock type, including the cost of explosive and all materials, blasting, mucking, provision of air,ventilation , lighting, water, dewatering, pumping, disposal and management of muck within the project site at the location provided by the Employer and all complete as per the specifications. | cum | 1035.3929 | 6784.25 |  | 7024364.606
CW.29.02 | Shotcrete Work
CW.29.02.001 | Providing and placing 50 mm thick plain shortcrete including compaction, curing , testing etc. all complete as per the specifications and the drawings | sqm | 10 | 2789.475 |  | 27894.75
CW.29.02.002 | Providing and placing 75 mm thick plain shortcrete including compaction, curing , testing etc. all complete as per the specifications and the drawings | sqm | 12 | 4184.2125 |  | 50210.55
CW.29.02.003 | Providing and placing 100 mm thick plain shortcrete including compaction, curing , testing etc. all complete as per the specifications and the drawings | sqm | 10 | 5578.95 |  | 55789.5
CW.29.02.004 | Providing and placing 100 mm thick steel fibre shortcrete including compaction, curing , testing etc. all complete as per the specifications and the drawings | sqm | 388.5246 | 5831.9 |  | 2265836.8832
CW.29.02.005 | Providing and placing 120 mm thick steel fibre shortcrete including compaction, curing , testing etc. all complete as per the specifications and the drawings | sqm | 231.7271 | 7289.875 |  | 1689261.4715
CW.29.02.006 | Providing and placing 150 mm thick steel fibre shortcrete including compaction, curing , testing etc. all complete as per the specifications and the drawings | sqm | 153.097 | 8747.85 |  | 1339269.7481
CW.29.03 | Concrete Works: Providing and placing of various grades of the concrete including compaction, curing , testing etc. and all complete as per the Specifications and the Drawings |  |  |  |  | 0
CW.29.03.001 | Concrete of C25 grade (concrete Lining) | cum | 38.8525 | 19638 |  | 762984.6999
CW.29.03.002 | Concrete of C20 grade (invert concrete) | sqm | 44.761 | 16560 |  | 741241.4976
CW.29.04 | Formworks |  |  |  |  | 0
CW.29.04.001 | Providing, preparing and installing of formwork including necessary supports and removing after completion and all complete works as per the Specifications and Drawings | sqm | 155.4099 | 1234.973 |  | 191926.9734
CW.29.05 | Steel Reinforcement |  |  |  |  | 0
CW.29.05.001 | Providing and placing of steel reinforcement of grade Fe 500 including cutting, bending, binding, fixing in position and all complete works as per the Specifications and Drawings | ton | 2.6353 | 174710.4762 |  | 460414.7835
CW.29.06 | Rock bolts |  |  |  |  | 0
CW.29.06.001 | Supplying and Installing of rock bolt (L= 2.5 m and 20 mm dia.) in fractured rock including drilling and grouting etc. all complete as per the specifications and the drawings | Nos | 1212 | 4795.175 |  | 5811752.1
CW.29.07 | Spilling Bolts |  |  |  |  | 0
CW.29.07.001 | Providing and placing of Spiling bolts 6 m long 25mm dia. including drilling, grouting, etc. all complete as per the Specification and the Drawings | Nos | 114 | 12161.5 |  | 1386411
CW.29.08 | Cleaning of Invert with transportation and disposal of spoil to the satisfaction of the Engineer | sqm | 1053.6898 | 350 |  | 368791.4275
CW.29.09 | Wiremesh |  |  |  |  | 0
CW.29.09.001 | Supply and placing of 3.5 mm thick Wire mesh (50*50) mm including fixing and anchorage as specified. | sqm | 10 | 534.8 |  | 5348
CW.29.09.002 | Supply and placing of 4.7 mm thick Wire mesh (100*100) mm including fixing and anchorage as specified. | sqm | 84.0826 | 668.5 |  | 56209.1988
CW.29.10 | Steel Ribs |  |  |  |  | 0
CW.29.10.001 | Providing and installing steel ribs or strut of ISMB 150 including fixing materials, tie bars, concrete footing, etc. all complete as per the Specifications and the Drawings. | ton | 1.5832 | 339058.5 |  | 536807.5945
[5 empty] | SUB-TOTAL | 22774514.784
CW.30 | Horizontal Penstock Shaft I, II, III & IV
CW.30.01 | Excavation works
CW.30.01.001 | Underground Rock exavation in tunnel, irrespective of encountered rock type, including the cost of explosive and all materials, blasting, mucking, provision of air,ventilation , lighting, water, dewatering, pumping, disposal and management of muck within the project site at the location provided by the Employer and all complete as per the specifications. | cum | 6999.7922 | 6784.25 |  | 47488340.2807
CW.30.02 | Shotcrete Work |  |  |  |  | 0
CW.30.02.001 | Providing and placing 50 mm thick plain shortcrete including compaction, curing , testing etc. all complete as per the specifications and the drawings | sqm | 20 | 2789.475 |  | 55789.5
CW.30.02.002 | Providing and placing 75 mm thick plain shortcrete including compaction, curing , testing etc. all complete as per the specifications and the drawings | sqm | 20 | 4184.2125 |  | 83684.25
CW.30.02.003 | Providing and placing 100 mm thick plain shortcrete including compaction, curing , testing etc. all complete as per the specifications and the drawings | sqm | 20 | 5578.95 |  | 111579
CW.30.02.004 | Providing and placing 100 mm thick steel fibre shortcrete including compaction, curing , testing etc. all complete as per the specifications and the drawings | sqm | 20 | 5831.9 |  | 116638
CW.30.02.005 | Providing and placing 120 mm thick steel fibre shortcrete including compaction, curing , testing etc. all complete as per the specifications and the drawings | sqm | 4689.711 | 7289.875 |  | 34187407.2317
CW.30.02.006 | Providing and placing 150 mm thick steel fibre shortcrete including compaction, curing , testing etc. all complete as per the specifications and the drawings | sqm | 1797.1613 | 8747.85 |  | 15721297.4485
CW.30.03 | Wiremesh for shotcrete |  |  |  |  | 0
CW.30.03.001 | Supply and placing of 4.7 mm thick Wire mesh (100*100) mm including fixing and anchorage as specified. | sqm | 599.0538 | 668.5 |  | 400467.4423
CW.30.03.002 | Supply and placing of 3.5 mm thick Wire mesh (50*50) mm including fixing and anchorage as specified. | sqm | 42 | 534.8 |  | 22461.6
CW.30.04 | Rock bolt |  |  |  |  | 0
CW.30.04.001 | Supplying and Installing of rock bolt (L=2.5m and 20 mm dia.) in fractured rock including drilling and grouting etc. all complete as per the specifications and the drawings | nos | 3115 | 4795.175 |  | 14936970.125
CW.30.05 | Spiling bolts |  |  |  |  | 0
CW.30.05.002 | Providing and placing of Spiling bolts 6 m long 25mm dia. including drilling, grouting, etc. all complete as per the Specifications and the Drawings. | nos | 673 | 12161.5 |  | 8184689.5
CW.30.06 | Steel Ribs |  |  |  |  | 0
CW.30.06.001 | Providing and installing steel ribs or strut of ISMB 150 including fixing materials, tie bars, concrete footing, etc. all complete as per the Specifications and the Drawings. | tons | 18.1917 | 339058.5 |  | 6168052.8874
CW.30.07 | Cleaning of Invert with transportation and disposal of spoil to the satisfaction of the Engineer | sqm | 2412.8504 | 350 |  | 844497.64
CW.30.08 | Supplying and fixing of additional tie rods, not covered under rib section, as instructed by the Engineer depending on the site condition | Kg | 3638.3414 | 174.7105 |  | 635656.3585
CW.30.09 | Concrete Works: Providing and placing of various grades of the concrete including compaction, curing , testing etc. and all complete as per the Specifications and the Drawings |  |  |  |  | 0
CW.30.09.001 | Concrete of C15 grade (backfill) | cum | 4796.2477 | 15242 |  | 73104407.5029 | Grade changed to C15
CW.30.09.002 | C20 Concrete at Invert | cum | 134.6707 | 16560 |  | 2230147.1232
CW.30.10.001 | Steel Reinforcement |  |  |  |  | 0
CW.30.10.001 | Providing and placing of steel reinforcement of grade Fe 500 including cutting, bending, binding, fixing in position and all complete works as per the Specifications and Drawings | ton | 0.59365 | 174710.4762 |  | 103717.6429
[5 empty] | SUB-TOTAL | 204395803.5331
CW.31 | Powerhouse Adit Portal
CW.31.01 | Site Clearance
CW.31.01.001 | Preparation of construction area by clearing, grubbing, uprooting and cutting of trees, removing the roots, carrying and disposal of the uncerviceable materials and stockpiling of serviceable materials at specified area | sqm | 100 | 40.5 |  | 4050
CW.31.02 | Excavation: Excavation of various types of materials including necessary haulage, disposal and management of excavated materials etc. all complete as per the Specifications and the Drawings
CW.31.02.001 | Surface Rock Excavation | cum | 2328 | 1385.23 |  | 3224815.44
CW.31.03 | Rock bolt
CW.31.03.001 | Supplying and Installing of rock bolt (L=3.5m and 25 mm dia.) in fractured rock including drilling and grouting etc. all complete as per the specifications and the drawings | nos | 139 | 5512.75 |  | 766272.25
CW.31.04 | Shotcrete Work
CW.31.04.001 | Providing and placing 50 mm thick plain shortcrete including compaction, curing , testing etc. all complete as per the specifications and the drawings | sqm | 20 | 2789.475 |  | 55789.5
CW.31.04.002 | Providing and placing 75 mm thick plain shortcrete including compaction, curing , testing etc. all complete as per the specifications and the drawings | sqm | 10 | 4184.2125 |  | 41842.125
CW.31.04.003 | Providing and placing 100 mm thick plain shortcrete including compaction, curing , testing etc. all complete as per the specifications and the drawings | sqm | 312.5 | 5578.95 |  | 1743421.875 | Mistake in drawing leader
CW.31.05 | 50 mm dia. 1m long Weep Holes | nos | 105 | 618 |  | 64890
CW.31.06 | Wiremesh for shotcrete
CW.31.06.001 | 3.5 mm thick Wire mesh (50*50) cm including fixing and anchorage as specified. | sqm | 20 | 534.8 |  | 10696
CW.31.06.002 | 4.7 mm thick Wire mesh (100*100) cm including fixing and anchorage as specified. | sqm | 312.5 | 668.5 |  | 208906.25
[5 empty] | SUB-TOTAL | 6120683.44
CW.32 | Powerhouse Adit Tunnel
CW.32.01 | Excavation works
CW.32.01.001 | Underground Rock exavation in tunnel, irrespective of encountered rock type, including the cost of explosive and all materials, blasting, mucking, provision of air,ventilation , lighting, water, dewatering, pumping, disposal and management of muck within the project site at the location provided by the Employer and all complete as per the specifications. | cum | 825.9686 | 6784.25 |  | 5603577.3686
CW.32.02 | Shotcrete Work
CW.32.02.001 | Providing and placing 100 mm thick steel fibre shortcrete including compaction, curing , testing etc. all complete as per the specifications and the drawings | sqm | 280.6842 | 5831.9 |  | 1636922.3855
CW.32.02.002 | Providing and placing 120 mm thick steel fibre shortcrete including compaction, curing , testing etc. all complete as per the specifications and the drawings | sqm | 112.2737 | 7289.875 |  | 818461.1928
CW.32.02.003 | Providing and placing 150 mm thick steel fibre shortcrete including compaction, curing , testing etc. all complete as per the specifications and the drawings | sqm | 168.4105 | 8747.85 |  | 1473230.147
CW.32.02.004 | Providing and placing 50 mm thick plain shortcrete including compaction, curing , testing etc. all complete as per the specifications and the drawings | sqm | 20 | 2789.475 |  | 55789.5
CW.32.02.005 | Providing and placing 75 mm thick plain shortcrete including compaction, curing , testing etc. all complete as per the specifications and the drawings | sqm | 10 | 4184.2125 |  | 41842.125
CW.32.03 | Rock bolt
CW.32.03.001 | Supplying and Installing of rock bolt (L=2.2m and 20 mm dia.) in fractured rock including drilling and grouting etc. all complete as per the specifications and the drawings | Nos | 145 | 4209.7 |  | 610406.5
CW.32.03.001 | Supplying and Installing of rock bolt (L=2.5m and 20 mm dia.) in fractured rock including drilling and grouting etc. all complete as per the specifications and the drawings | Nos | 338 | 4795.175 |  | 1620769.15
CW.32.04 | Spilling Bolts
CW.32.04.001 | Providing and placing of Spiling bolts 6 m long 25mm dia. including drilling, grouting, etc. all complete as per the Specifications and the Drawings. | Nos | 63 | 12161.5 |  | 766174.5
CW.32.05 | Cleaning of Invert with transportation and disposal of spoil to the satisfaction of the Engineer | ton | 142.464 | 350 |  | 49862.4
CW.32.06 | Concrete Works: Providing and placing of various grades of the concrete including compaction, curing , testing etc. and all complete as per the Specifications and the Drawings
CW.32.06.001 | Concrete grade of C20 (Invert Concrete) | cum | 28.4928 | 16560 |  | 471840.768
CW.32.07 | Steel Reinforcement
CW.32.07.001 | Providing and placing of steel reinforcement of grade Fe 500 including cutting, bending, binding, fixing in position and all complete works as per the Specifications and Drawings | ton | 2.2367 | 174710.4762 |  | 390772.2665
CW.32.08 | Wiremesh
CW.32.08.001 | Supply and placing of 3.5 mm thick Wire mesh (50*50) mm including fixing and anchorage as specified. | sqm | 10 | 534.8 |  | 5348
CW.32.08.002 | Supply and placing of 4.7 mm thick Wire mesh (100*100) mm including fixing and anchorage as specified. | sqm | 56.1368 | 668.5 |  | 37527.4821 | only 10% of surface area
CW.32.09 | Steel Ribs
CW.32.09.001 | Providing and installing steel ribs or strut of ISMB 150 including fixing materials, tie bars, concrete footing, etc. all complete as per the Specifications and the Drawings. | ton | 1.7212 | 339058.5 |  | 583579.6606
[5 empty] | SUB-TOTAL | 14166103.4461
[5 empty] | SUB-TOTAL OF D | 2537829966.7267
E. POWERHOUSE AND APPURTENANCES CIVIL WORKS
CW.33 | Powerhouse
CW.33.01 | Site Clearance
CW.33.01.01 | Preparation of construction area by clearing, grubbing, uprooting and cutting of trees, removing the roots, carrying and disposal of the uncerviceable materials and stockpiling of serviceable materials at specified area | sqm | 2800 | 40.5 |  | 113400
CW.33.02 | Excavation: Excavation of various types of materials including necessary haulage, disposal and management of excavated materials etc. all complete as per the Specifications and the Drawings
CW.33.02.01 | Boulder mixed and common soil | cum | 7897.312 | 358.66 |  | 2832449.9219
CW.33.02.02 | Surface Rock excavation | cum | 11845.968 | 1385.23 |  | 16409390.2526
CW.33.03 | Backfilling
CW.33.03.01 | Compacted back filling with non-cohesive materials in layers not exceeding 150mm with watering and haulage etc. all complete as per the Drawings and Specification. | cum | 3948.656 | 217.5 |  | 858832.68
CW.33.04 | Concrete Works: Providing and placing of various grades of the concrete including compaction, curing , testing etc. and all complete as per the Specifications and the Drawings |  |  |  |  | 0
CW.33.04.01 | Concrete Blocks for 9" walls | cum | 1053.09 | 18375.5 |  | 19351055.295
CW.33.04.02 | Concrete of grade C35 | cum | 61 | 25562.875 |  | 1559335.375
CW.33.04.03 | Concrete of grade C25 | cum | 3925 | 18375.5 |  | 72123837.5
CW.33.04.04 | C15 Blinding Concrete | cum | 92 | 13187.5 |  | 1213250
CW.33.04.05 | C15 plum concrete with 30% plum | cum | 885 | 11539.5 |  | 10212457.5
CW.33.04.06 | High strength(minimum strength of C60) none shrink grout/concrete with small size agreegates | cum | 0.5 | 150000 |  | 75000
CW.33.05 | Steel Reinforcement
CW.33.05.01 | Providing and placing of steel reinforcement of grade Fe 500 including cutting, bending, binding, fixing in position and all complete works as per the Specifications and Drawings | tons | 389.5955 | 164277.6744 |  | 64001842.704
CW.33.06 | Formworks
CW.33.06.01 | Providing, preparing and installing of formwork including necessary supports and removing after completion and all complete works as per the Specifications and Drawings | sqm | 5129 | 1228.5614 |  | 6301291.5671
CW.33.07 | Roofing works
CW.33.07.01 | Supply and Fixing of steel truss (including nut bolts, primer paints) | tons | 33 | 275000 |  | 9075000 |  |  |  | 132758
CW.33.07.02 | Providing and Placing CGI sheet | sqm | 1263 | 1887 |  | 2383281
CW.33.07.03 | CGI sheet for ridging | sqm | 60 | 1887 |  | 113220
CW.33.07.04 | Gutter around roof | sqm | 152.27 | 482 |  | 73394.14
CW.33.08 | Cement Plaster
| Providing and Placing 12.5mm thick cement plaster 1:4 cement and sand as per drawing and specification | sqm | 1454 | 482 |  | 700828
CW.33.09 | Punning works as per specifications | sqm | 549 | 482 |  | 264618
CW.33.10 | Providing and fixing wooden doors and windows including frame, shutters, necessary fittings all complete | sqm | 124 | 35000 |  | 4340000
CW.33.11 | Fixed Glaze with 3mm thick Shutter | sqm | 540 | 10000 |  | 5400000
CW.33.12 | Painting
CW.33.12.01 | Providing and applying two coats of white wash on the external walls including scaffolding etc all complete as per the specification and instruction | sqm | 1454 | 611.5 |  | 889121
CW.33.12.02 | Providing and applying two coats of water proof cement paints on the external walls including scaffolding etc all complete as per the specification and instruction | sqm | 1454 | 611.5 |  | 889121
CW.33.13 | Barbed Wire Fencing Works | m | 203.6 | 714 |  | 145370.4
CW.33.14 | Rock bolt
CW.33.14.01 | Supplying and Installing of rock bolt (L=3m and 25 mm dia.) in fractured rock including drilling and grouting etc. all complete as per the specifications and the drawings | Nos. | 545 | 4891.5 |  | 2665867.5
CW.33.15 | Shotcrete Work
CW.33.15.01 | Providing and placing 100 mm thick steel fibre shortcrete including compaction, curing , testing etc. all complete as per the specifications and the drawings | sqm | 2275 | 5831.9 |  | 13267572.5
CW.33.16 | Wiremesh for shotcrete
CW.33.16.01 | Supply and placing of 4.7 mm thick Wire meshed @ 100mm c/c including fixing and anchorage as specified. | sqm | 2275 | 668.5 |  | 1520837.5
CW.33.16.02 | Supply and placing of 3.5 mm thick Wire meshed @ 50mm c/c including fixing and anchorage as specified. | sqm | 10 | 534.8 |  | 5348
CW.33.17 | Grouting (Contact and/or injection grouting works inclusive of all materials and admixtures but except drilling works required for grouting)
CW.33.17.01 | Ordinary Cement Grouting | tons | 10 | 56500 |  | 565000
CW.33.17.02 | Micro Fine Cement grouting | kg | 100 | 282.5 |  | 28250
CW.33.17.03 | Drilling for grouting including the grout pipe | m | 50 | 11600.82 |  | 580041
CW.33.18 | Anchor Bar
CW.33.18.01 | Supplying and Installing of fully grouted 25mm dia rock anchor of varying length (3.5-8m) including drilling, grouting and all complete works of rock anchoring as per the specifications and the drawings | rm | 1066.6667 | 1500 |  | 1600000
CW.33.19 | Elastomeric Bearing
CW.33.19.001 | Supplying and Installing of elastomeric bearing (neoprene) of thickness 25mm to 40mm and load requirement as specified in the construction drawing designed as per IRC:83 (part II) - 2018 | m2 | 12.32 | 100000 |  | 1232000
[5 empty] | SUB-TOTAL | 240791012.8357
CW.34 | Switchyard
CW.34.01 | Site Clearance
CW.34.01.01 | Preparation of construction area by clearing, grubbing, uprooting and cutting of trees, removing the roots, carrying and disposal of the uncerviceable materials and stockpiling of serviceable materials at specified area | sqm | 1500 | 40.5 |  | 60750
CW.34.02 | Excavation: Excavation of various types of materials including necessary haulage, disposal and management of excavated materials etc. all complete as per the Specifications and the Drawings
CW.34.02.01 | Boulder mixed and common soil | cum | 3729.6 | 358.66 |  | 1337658.336
CW.34.02.02 | Surface Rock excavation | cum | 932.4 | 1385.23 |  | 1291588.452
CW.34.03 | Backfilling
CW.34.03.01 | Compacted back filling with non-cohesive materials in layers not exceeding 150mm with watering and haulage etc. all complete as per the Drawings and Specification. | cum | 1398.6 | 217.5 |  | 304195.5
CW.34.04 | Concrete Works: Providing and placing of various grades of the concrete including compaction, curing , testing etc. and all complete as per the Specifications and the Drawings
CW.34.04.01 | 75mm C15 Blinding Concrete | cum | 75 | 13187.5 |  | 989062.5
CW.34.04.02 | Concrete of grade C25 | cum | 724.7473 | 18375.5 |  | 13317594.5854
CW.34.05 | Steel Reinforcement
CW.34.05.01 | Providing and placing of steel reinforcement of grade Fe 500 including cutting, bending, binding, fixing in position and all complete works as per the Specifications and Drawings | tons | 39.49 | 164277.6744 |  | 6487325.3628
CW.34.06 | Formworks
CW.34.06.01 | Providing, preparing and installing of formwork including necessary supports and removing after completion and all complete works as per the Specifications and Drawings | sqm | 2527.6601 | 1228.5614 |  | 3105385.6758
[5 empty] | SUB-TOTAL | 26893560.412
CW.35 | Tailrace Culvert
CW.35.01 | Backfilling | cum
CW.35.01.01 | Compacted back filling with non-cohesive materials in layers not exceeding 150mm with watering and haulage etc. all complete as per the Drawings and Specification. | cum | 624.75 | 217.5 |  | 135883.125
CW.35.02 | Formworks | sqm
CW.35.02.01 | Providing, preparing and installing of formwork including necessary supports and removing after completion and all complete works as per the Specifications and Drawings | sqm | 1122 | 1228.5614 |  | 1378445.9229
CW.35.03 | Concrete Works: Providing and placing of various grades of the concrete including compaction, curing , testing etc. and all complete as per the Specifications and the Drawings
CW.35.03.01 | Blinding Concrete C15 grade | cum | 30 | 13187.5 |  | 395625
CW.35.03.02 | Concrete of grade C25 | cum | 667.776 | 18375.5 |  | 12270717.888
CW.35.04 | Steel Reinforcement
CW.35.04.01 | Providing and placing of steel reinforcement of grade Fe 500 including cutting, bending, binding, fixing in position and all complete works as per the Specifications and Drawings | tons | 52.42 | 164277.6744 |  | 8611435.693
CW.35.05 | Joints: Providing and placing the expansion/ contraction joints all in position as per the drawings and all complete as per the specifications
CW.35.05.01 | Water Bar | m | 100 | 1693 |  | 169300
CW.35.05.02 | Hydroseal | m | 200 | 1245 |  | 249000
CW.35.05.03 | Sealants | m | 100 | 1208 |  | 120800
CW.35.06 | Excavation: Excavation of various types of materials including necessary haulage, disposal and management of excavated materials etc. all complete as per the Specifications and the Drawings
CW.35.06.01 | Boulder mixed and common soil | cum | 424.2 | 358.66 |  | 152143.572 | Added
[5 empty] | SUB-TOTAL | 23483351.2009
CW.36 | River Training works at Powerhouse
CW.36.01 | Site Clearance
CW.36.01.01 | Preparation of construction area by clearing, grubbing, uprooting and cutting of trees, removing the roots, carrying and disposal of the uncerviceable materials and stockpiling of serviceable materials at specified area | sqm | 2500 | 40.5 |  | 101250
CW.36.02 | Excavation: Excavation of various types of materials including necessary haulage, disposal and management of excavated materials etc. all complete as per the Specifications and the Drawings
CW.36.02.01 | Boulder mixed and common soil | cum | 5320 | 358.66 |  | 1908071.2
CW.36.02.02 | Surface Rock excavation | cum | 1330 | 1385.23 |  | 1842355.9
CW.36.03 | Backfilling
CW.36.02.01 | Compacted back filling with non-cohesive materials in layers not exceeding 150mm with watering and haulage etc. all complete as per the Drawings and Specification. | cum | 4940 | 217.5 |  | 1074450
CW.36.04 | Formworks |  |  |  |  | 0
CW.36.02.01 | Providing, preparing and installing of formwork including necessary supports and removing after completion and all complete works as per the Specifications and Drawings | sqm | 3149 | 1228.5614 |  | 3868739.9386
CW.36.05 | Concrete Works: Providing and placing of various grades of the concrete including compaction, curing , testing etc. and all complete as per the Specifications and the Drawings
CW.36.05.01 | Blinding concrete of C15 grade | cum | 85.5 | 13187.5 |  | 1127531.25
CW.36.05.02 | Structural Concrete (C25) | cum | 2071 | 18375.5 |  | 38055660.5
CW.36.06 | Steel Reinforcement
CW.36.02.01 | Providing and placing of steel reinforcement of grade Fe 500 including cutting, bending, binding, fixing in position and all complete works as per the Specifications and Drawings | tons | 162.57 | 164277.6744 |  | 26706621.5302
CW.36.07 | Boulder Rip-Rap: Providing and placing boulder lining / rip-rap of the specified size with all complete as per Specifications and the Drawings
CW.36.07.01 | Boulder Rip-Rap of 1.5m dia | sqm | 285 | 5005 |  | 1426425
CW.36.08 | 0.3m Stone pitching for access road & Floodwall | sqm | 500 | 4965 |  | 2482500
CW.36.09 | Joints: Providing and placing the expansion/ contraction joints all in position as per the drawings and all complete as per the specifications
CW.36.09.01 | Water Bar | m | 150 | 1693 |  | 253950
CW.36.09.02 | Hydroseal | m2 | 150 | 1245 |  | 186750
CW.36.09.03 | Sealants | m | 150 | 1208 |  | 181200
[5 empty] | SUB-TOTAL | 79215505.3188
[5 empty] | TOTAL | 370383429.7673
CW.37 | Bridge Crossing at Kunaban Head Works
CW.37.01 | Site Clearance
CW.37.01.001 | Preparation of construction area by clearing, grubbing, uprooting and cutting of trees, removing the roots, carrying and disposal of the unserviceable materials and stockpiling of serviceable materials at specified area | sqm | 110 | 40.5 |  | 4455
CW.37.02 | Excavation: Excavation of various types of materials including necessary haulage, disposal and management of excavated materials etc. all complete as per the Specifications and the Drawings
CW.37.02.001 | Boulder mixed and common soil | cum | 70.4 | 358.66 |  | 25249.664
CW.37.02.002 | Surface Rock excavation | cum | 70.4 | 1385.23 |  | 97520.192
CW.37.03 | Backfilling
CW.37.03.001 | Compacted back filling with non-cohesive materials in layers not exceeding 150mm with watering and haulage etc. all complete as per the Drawings and Specification. | cum | 115.5 | 217.5 |  | 25121.25
CW.037.04 | Concrete Works: Providing and placing of various grades of the concrete including compaction, curing , testing etc. and all complete as per the Specifications and the Drawings | cum
CW.37.04.001 | Blinding concrerte of C15 grade | cum | 0.17634 | 13187.5 |  | 2325.5332
CW.37.04.002 | Concrete of grade C25 | cum | 158.8159 | 18375.5 |  | 2918321.5704
CW.37.05 | Formworks
CW.37.05.001 | Providing, preparing and installing formwork including necessary supports and removing after completion and all complete works as per the Specifications and Drawings | sqm | 559.7725 | 1228.5614 |  | 687714.9023
CW.37.06 | Steel Reinforcement
CW.37.06.001 | Providing and placing of steel reinforcement of grade Fe 500 including cutting, bending, binding, fixing in position and all complete works as per the Specifications and Drawings | ton | 21.82 | 164277.6744 |  | 3584538.8558
CW.37.07 | Rock bolt
CW.37.07.001 | Supplying and Installing of rock bolt (L= 2.2 m and 20 mm dia.) including drilling and grouting etc. all complete as per the specifications and the drawings and testing as per the specifications | Nos. | 60 | 4209.7 |  | 252582
CW.37.08 | Stone masonry Works
CW.37.08.001 | Stone masonry Works in 1:4 cement mortar with all materials and all complete as per the Specifications and the Drawings | cum | 50.435 | 9852.5 |  | 496910.8375
CW.37.09 | Expansion Joint Material (Providing and placing the expansion/ contraction joints all in position as per the drawings and all complete as per the specifications)
CW.37.09.001 | Water Bar | m | 16.5 | 1693 |  | 27934.5
CW.37.09.002 | Seleant | m | 16.5 | 1245 |  | 20542.5
CW.37.09.003 | Hydroseal/joint filler | m2 | 148.5 | 1208 |  | 179388
CW.37.10 | Guard Railings
CW.07.06.001 | Supplying and Installing of railings of ISNB 40M as per the specifications and the drawing. | rm | 249.6 | 800 |  | 199680
CW.37.11 | Elastomeric Bearing
CW.37.11.001 | Supplying and Installing of elastomeric bearing (neoprene) of thickness 25mm to 40mm and load requirement as specified in the construction drawing designed as per IRC:83 (part II) - 2018 | m2 | 3.4 | 100000 |  | 340000
[5 empty] | SUB-TOTAL | 8862284.8052
CW.39 | Settling Basin Flushing Arrangement | LS. |  |  |  | 60000000
TOTAL
Note on B42: Shyam Bhusal: Myagdi has been overwritten with Kunaban
Note on D174: Bishal Koirala: Nominal area provisioned
Note on I174: Bishal Koirala: Rate approx 80% of below
Note on D207: Bishal Koirala: nominal amount provisioned
Note on E370: Shyam Bhusal: Delete it
Note on I438: Bishal Koirala: Rate?
Note on I439: Bishal Koirala: Rate?
Note on H532: Bishal Koirala: Wire mesh?
Note on B562: Shyam Bhusal: Deleted

## 2.BOQ_ for Tender (hidden)
JOB TITLE : | MYAGDI KHOLA HPP (57.3 MW) |  |  |  |  | Cal. By: | B.K., S.P.
JOB NO. : | 930100 |  |  |  |  | Checked By: | S. Lamichhane
SUBJECT : | ESTIMATE |  |  |  |  | Approved By: | S. Bhusal
STRUCTURE : | BOQ |  |  |  |  | Date: | 2023-01-16
Item No. | DESCRIPTION | UNIT | ESTIMATED QTY | UNIT RATE (NPR) |  | AMOUNT | REMARKS
|  |  |  | IN FIGURES | IN WORDS | NRs.
A. GENERAL ITEMS & DIVERSION DURING CONSTRUCTION
CW.01 | A.1.GENERAL ITEMS
CW.01.01 | Mobilization and Demobiliztion
CW.01.01.001 | Mobilization cost including movement of personnel, Contractor's Equipment, Materials, Plant, supplies to the Project site; establishment of test labs required as per the specification and its operation, establishment of Contractor's camps/offices with required facilities of sanitation as per the specification and other facilities necessary for starting the Contractor's operation at the site, establishment of construction yard, test labs, material storage yard, laboratory and mechanical works yard ,installation of required nos of crusher plants, material testing and any other services and facilities required as per the General and Technical Specifications. | LS. | 1
CW.01.01.002 | Operating Cost of Construction camps and work place including facilities, laboratories etc. | Months | 36
CW.01.01.003 | Demobilization cost including demolition of all temporary structures as approved by the Engineer, clean up, restoration and rehabilitation of the camp sites as per the specification. | LS. | 1
CW.01.02 | Insurance | L.S. | 1
CW.01.02.001 | Insurance of Works, Materials, Plant, Equipments as per the Conditions of Contract. Off-Site transportation Insurance | L.S. | 1
CW.01.02.002 | Third Party Insurance as per the Conditions of Contract | L.S. | 1
CW.01.02.003 | Insurance of Contractor's personnel and employees involved with the project and labors working at Site as per the Conditions of Contract | LS. | 1
CW.01.02.004 | Insurance of Employer's Risk as per the Conditions of Contract
CW.01.03 | Access Road Repair and Maintenance
CW.01.03.01 | Repair and Maintainance of the access road constructed by the Employer throughout the project duration including sprinking of water when required for the dust control within the project site . | Months | 36
CW.01.04 | Surveying
CW.01.04.01 | General surveying, traversing, establishing, control points and bench marks, checking, maintaining, repairing and replacement of survey points | LS. | 1
CW.01.05 | Health, Saftey and First aid
CW.01.05.001 | Establishment of Health Service units including all furniture and appliances for medical treatment, medical equipments, beds, utilitiy installations and other facilities as per specification. | LS. | 1
CW.01.05.002 | Operation and maintainance of health services station including all Personal (health assistant, Staff nurse) and medical services (medicine,consumables etc.) as specified in specification for the entire period of constructon and its extenion, if any. | Months | 36
CW.01.05.003 | Supply one new 4 wheel drive ambulance service vehicle including all emergency medical facilities in the ambulance. | LS | 1
CW.01.05.004 | Operation and maintenance of ambulance service including emergency medical facilities, spare parts, fuel, driver's salary and other related incidentals and all complete related cost of ambulance service. | Months | 36
CW.01.05.005 | Provision of saftey clothing, safety boots and other personal protective equipment for labour and contractor's other employees for the entire period of construction and its extension, if any. | Months | 36
CW.01.05.006 | Establishment and maintenance of fire-extinguishers in all the camps and working sites and a mobile fire-fighting facility. | LS | 1
CW.01.06 | Environmental Management
CW.01.06.001 | Environmental management of the quarry site including stability of the slopes,minimization of soil erosion and sedimentation. | LS. | 1
CW.01.06.002 | Enviromental management of spoil tip including top soil saving, drainage management, levelling, rolling, compaction, protection for stability and re-vegetation for stability of the slope and reinstatement. | LS. | 1
CW.01.06.003 | Environmental management of the work area,camp area and other environmental and social measures not and meeting the requirements of specifications. | LS. | 1
CW.01.07 | Supply of electricity to the Employer and the Engineer's office and accomodation with metering (Rates only)
CW.01.07.001 | National Grid Electricity | KWhr | 1
CW.01.07.002 | Electricity generated from Disel generator set | KWhr | 1
SUB-TOTAL (Total of A.1)
CW.02 | A.2.RIVER DIVERSION AND DRAINING,PUMPING AND DEWATERING OF SURFACE WORKS DURING CONSTRUCTION
CW.02.1 | Diversion,draining, pumping and Dewatering during construction of Myagdi Headworks Design, construction, restoration of the temporary river diversion structures (coffer dams) and also the diversion of the small streams, creecks as required for the construction works and repair of all the damages to the structures during the entire construction period and extensions thereof as well as the demolition of the temporary diversion structures as per the instruction of the Engineer | LS | 1
CW.02.2 | Diversion,draining, pumping and Dewatering during construction of Kunaban Headworks Design, construction, restoration of the temporary river diversion structures (coffer dams) and also the diversion of the small streams, creecks as required for the construction works and repair of all the damages to the structures during the entire construction period and extensions thereof as well as the demolition of the temporary diversion structures as per the instruction of the Engineer | LS | 1
CW.02.3 | Dewatering of other Surface works of the Project Draining, dewatering of other surface works construction including pumping, diversion of kholshis, rivers, creeks, and other associated cost as per specifications. (Note: The dewatering of underground works shall be deemed to be included with the rates of underground excavation) | L.S. | 1
TOTAL OF A.2
B. MYAGDI HEADWORKS CIVIL WORKS
CW.03 | Flood Protection Works in Myagdi Headworks Area
CW.3.01 | Site Clearance
CW.3.01.001 | Preparation of construction area by clearing, grubbing, uprooting and cutting of trees, removing the roots, carrying and disposal of the uncerviceable materials and stockpiling of serviceable materials at specified area | sqm | 1028.5
CW.03.02 | Excavation: Excavation of various types of materials including necessary haulage, disposal and management of excavated materials etc. all complete as per the Specifications and the Drawings
CW.03.02.001 | Boulder mixed and common soil | cum | 1020.8
CW.03.02.002 | Surface Rock excavation | cum | 1531.2
CW.03.03 | Backfilling
CW.03.03.001 | Compacted back filling with non-cohesive materials in layers not exceeding 150mm with watering and haulage etc. all complete as per the Drawings and Specification. | cum | 255.2
CW.03.02 | Rock bolt
CW.03.02.001 | Supplying and Installing of rock bolt (L= 4 m and 25 mm dia.) in fractured rock including drilling and grouting etc. all complete as per the specifications and the drawings | Nos. | 330
CW.03.03 | Shotcrete Work
CW.03.03.001 | Providing and placing 100 mm thick steel fiber shortcrete including compaction, curing , testing etc. all complete as per the specifications and the drawings | sqm | 550
CW.03.04 | Concrete Works: Providing and placing of various grades of the concrete including compaction, curing , testing etc. and all complete as per the Specifications and the Drawings
CW.03.04.001 | Blinding Concrete (C15) | cum | 70.125
CW.03.04.002 | Concrete of C25 grade | cum | 450
CW.03.05 | Weep Holes: Providing and Placing of weep holes of polyethne pipes of 100mm dia. as per the specificications and the drawings. | Nos. | 325
CW.03.06 | Boulder Rip-Rap:Providing and placing boulder lining / rip-rap of the specified size with all complete as per Specifications and the Drawings
CW.03.06.001 | Boulder Rip-Rap of 1.0m dia | cum | 935
SUB-TOTAL
CW.04 | Myagdi Weir and Stilling Basin
CW.04.01 | Site Clearance
CW.04.01.001 | Preparation of construction area by clearing, grubbing, uprooting and cutting of trees, removing the roots, carrying and disposal of the unserviceable materials and stockpiling of serviceable materials at specified area | sqm | 1012
CW.04.02 | Excavation: Excavation of various types of materials including necessary haulage, disposal and management of excavated materials etc. all complete as per the Specifications and the Drawings
CW.04.02.001 | Boulder mixed and common soil | cum | 1921.2428
CW.04.02.002 | Surface Rock excavation | cum | 1921.2428
CW.04.03 | Backfilling
CW.04.03.001 | Compacted back filling with non-cohesive materials in layers not exceeding 150mm with watering and haulage etc. all complete as per the Drawings and Specification. | cum | 426.75
CW.04.04 | Concrete Works: Providing and placing of various grades of the concrete including compaction, curing , testing etc. and all complete as per the Specifications and the Drawings | cum
CW.04.04.001 | Blinding concrerte of C15 grade | cum | 7.8837
CW.04.04.002 | Plum Concrete of C20 with 40% Plum | cum | 1784.614
CW.04.04.003 | Concrete of grade C25 | cum | 2236.2166
CW.04.04.004 | C50 concrete with steel fibre @ 50 kg /m3 for hard stone lining grid cross beams | cum | 88.2
CW.04.05 | Hardstone Lining
CW.04.05.001 | Providing and laying of 400 mm thick Hard Stone Linning with non shrinkable rich mortar including curing and all complete as per the Specifications and the Drawings | sqm | 207.5
CW.04.06 | Formworks
CW.04.06.001 | Providing, preparing and installing formwork including necessary supports and removing after completion and all complete works as per the Specifications and Drawings | sqm | 523.421
CW.04.07 | Steel Reinforcement
CW.04.07.001 | Providing and placing of steel reinforcement of grade Fe 500 including cutting, bending, binding, fixing in position and all complete works as per the Specifications and Drawings | ton | 136.85
CW.04.08 | Expansion Joint Material (Providing and placing the expansion/ contraction joints all in position as per the drawings and all complete as per the specifications)
CW.04.08.001 | Water Bar | m | 42
CW.04.08.002 | Seleant | m | 42
CW.04.08.003 | Hydroseal/joint filler | m2 | 378
CW.04.09 | Providing and placing geotextile as per the specification and the drawings | sqm | 1122
CW.04.10 | Grouting: Supply and application of consolidation/curtain grouting works as required and all complete as per the specifications but excluding the drilling for grouting
CW.04.10.001 | Ordinary Cement Grouting | ton | 8
CW.04.10.002 | Cement / sand grouting (1:1) | ton | 2
CW.04.10.003 | Micro Fine Cement grouting | kg | 100
CW.04.10.004 | Drilling for grouting | m | 200
SUB-TOTAL
CW.05 | Myagdi Undersluice and Trash Passage
CW.05.01 | Site Clearance
CW.05.01.001 | Preparation of construction area by clearing, grubbing, uprooting and cutting of trees, removing the roots, carrying and disposal of the uncerviceable materials and stockpiling of serviceable materials at specified area | sqm | 621.5
CW.05.02 | Excavation: Excavation of various types of materials including necessary haulage, disposal and management of excavated materials etc. all complete as per the Specifications and the Drawings
CW.05.02.001 | Boulder mixed and common soil | cum | 735.254
CW.05.02.002 | Surface Rock excavation | cum | 2941.016
CW.05.03 | Backfilling
CW.05.03.001 | Compacted back filling with non-cohesive materials in layers not exceeding 150mm with watering and haulage etc. all complete as per the Drawings and Specification. | cum | 258.184
CW.05.04 | Concrete Works: Providing and placing of various grades of the concrete including compaction, curing , testing etc. and all complete as per the Specifications and the Drawings | cum
CW.05.04.001 | Blinding concrete of C15 grade | cum | 42.45
CW.05.04.002 | Concrete of grade C25 | cum | 2575.8152
CW.05.04.003 | C50 concrete with steel fibre @ 50 kg /m3 for hard stone lining grid cross beams | cum | 38.194
CW.05.05 | Formworks
CW.05.05.001 | Providing, preparing and installing formwork including necessary supports and removing after completion and all complete works as per the Specifications and Drawings | sqm | 2792
CW.05.06 | Steel Reinforcement
CW.05.06.001 | Providing and placing of steel reinforcement of grade Fe 500 including cutting, bending, binding, fixing in position and all complete works as per the Specifications and Drawings | ton | 202.2
CW.05.07 | Hardstone Lining
CW.05.07.001 | Providing and laying of 400 mm thick Hard Stone Linning with non shrinkable rich mortar including curing and all complete as per the Specifications and the Drawings | sqm | 324.9
CW.05.08 | Expansion Joint Material (Providing and placing of expansion/contraction joints all in position as per the drawings and all complete as per the specifications)
CW.05.08.001 | Water Bar | m | 11
CW.05.08.002 | Seleant | m | 11
CW.05.08.003 | Hydroseal/joint filler | m2 | 66
SUB-TOTAL
CW.06 | Myagdi Intake and Gravel Trap
CW.06.01 | Site Clearance
CW.06.01.001 | Preparation of construction area by clearing, grubbing, uprooting and cutting of trees, removing the roots, carrying and disposal of the uncerviceable materials and stockpiling of serviceable materials at specified area | sqm | 246
CW.06.02 | Excavation: Excavation of various types of materials including necessary haulage, disposal and management of excavated materials etc. all complete as per the Specifications and the Drawings
CW.06.02.001 | Boulder mixed and common soil | cum | 999.46
CW.06.02.002 | Surface Rock excavation | cum | 3997.84
CW.06.03 | Backfilling
CW.06.03.001 | Compacted back filling with non-cohesive materials in layers not exceeding 150mm with watering and haulage etc. all complete as per the Drawings and Specification. | cum | 549.23
CW.06.04 | Concrete Works: Providing and placing of various grades of the concrete including compaction, curing , testing etc. and all complete as per the Specifications and the Drawings
CW.06.04.001 | Blinding concrete of C15 grade | cum | 15.375
CW.06.04.002 | Concrete of grade C25 | cum | 849.6196
CW.06.04.003 | Plum Concrete of C15 with 40% Plum | cum | 1
CW.06.05 | Formworks
CW.06.05.001 | Providing, preparing and installing formwork including necessary supports and removing after completion and all complete works as per the Specifications and Drawings | sqm | 1168.45
CW.06.06 | Steel Reinforcement
CW.06.06.001 | Providing and placing of steel reinforcement of grade Fe 500 including cutting, bending, binding, fixing in position and all complete works as per the Specifications and Drawings | ton | 66.6951
CW.06.07 | Hardstone Lining
CW.06.07.001 | Providing and laying of 300 mm thick Hard Stone Linning with non shrinkable rich mortar including curing and all complete as per the Specifications and the Drawings | sqm | 91.16
CW.06.09 | Expansion Joint Material (Providing and placing the expansion/ contraction joints all in position as per the drawings and all complete as per the specifications)
CW.06.09.001 | Water Bar | m | 19.6
CW.06.09.002 | Seleant | m | 19.6
CW.06.09.003 | Hydroseal/joint filler | m2 | 39.2
SUB-TOTAL
CW.07 | Connecting Tunnel
CW.07.01 | Rock exavation in tunnel including cost of explosive and all materials, surveying and marking, blasting, mucking, ventilation, lighting, water management, dewatering, pumping, disposal and management of muck within the project area at the location instructed by the Employer/Engineer and all complete as per the specifications. | cum | 4725.1849
CW.07.02 | Shotcrete Work
CW.07.02.001 | Providing and placing 50mm thick plain shortcrete including compaction, curing , testing etc. all complete as per the specifications and the drawings | sqm | 12
CW.07.02.002 | Providing and placing 75 mm thick plain shortcrete including compaction, curing , testing etc. all complete as per the specifications and the drawings | sqm | 10
CW.07.02.003 | Providing and placing 100 mm thick shortcrete including compaction, curing , testing etc. all complete as per the specifications and the drawings | sqm | 10
CW.07.02.004 | Providing and placing 100 mm thick Steel fiber reinforced shortcrete including compaction, curing , testing etc. all complete as per the specifications and the drawings | sqm | 2039.4748
CW.07.02.005 | Providing and placing 120 mm thick steel fibre shortcrete including compaction, curing , testing etc. all complete as per the specifications and the drawings | sqm | 1019.7374
CW.07.02.006 | Providing and placing 150 mm thick steel fibre shortcrete including compaction, curing , testing etc. all complete as per the specifications and the drawings | sqm | 339.9125
CW.07.03 | Concrete Works: Providing and placing of various grades of the concrete including compaction, curing , testing etc. and all complete as per the Specifications and the Drawings
CW.07.03.001 | Concrete of grade C25 (Concrete Lining) | cum | 287.3169
CW.07.03.002 | Concrete of grade C20 (Concrete at Invert) | cum | 245.5787
CW.07.04 | Formworks
CW.07.04.001 | Providing, preparing and installing formwork including necessary supports and removing after completion and all complete works as per the Specifications and Drawings | sqm | 302.2779
CW.07.05 | Steel Reinforcement
CW.07.05.001 | Providing and placing of steel reinforcement of grade Fe 500 including cutting, bending, binding, fixing in position and all complete works as per the Specifications and Drawings | ton | 16.9158
CW.07.06 | Rock bolt
CW.07.06.001 | Supplying and Installing of rock bolt (L= 2.2 m and 20 mm dia.) including drilling and grouting etc. all complete as per the specifications and the drawings and testing as per the specifications | Nos. | 1465
CW.07.06.002 | Supplying and Installing of rock bolt (L= 2.5 m and 20 mm dia.) including drilling and grouting etc. all complete as per the specifications and the drawings and testing as per the specifications | Nos. | 577
CW.07.07 | Spilling Bolts
CW.07.07.001 | Providing and placing of Spiling bolts 6 m long 25mm dia. including drilling, grouting, etc. all complete as per the Specifications and the Drawings. | Nos. | 118
CW.07.08 | Steel Ribs
CW.07.08.001 | Providing and installing steel ribs or strut of ISMB 150 including fixing materials, tie bars, concrete footing, etc. all complete as per the Specifications and the Drawings. | ton | 8.4978
CW.07.09 | Cleaning of Invert with transportation and disposal of spoil to the satisfaction of the Engineer | sqm | 1197.945
CW.07.10 | Steel Reinforcement
CW.07.10.001 | Providing and placing of steel reinforcement of grade Fe 500 including cutting, bending, binding, fixing in position and all complete works as per the Specifications and Drawings | ton | 14.4584
CW.07.11 | Wire mesh for shotcrete
CW.07.11.001 | Supply and placing 3.5 mm thick Wire mesh (50*50) mm including fixing and anchorage as specified. | sqm | 50
CW.07.11.002 | Providing and placing 4.7 mm thick Wire mesh (100*100) mm including fixing and anchorage as specified. | sqm | 339.9125
SUB-TOTAL
CW.08 | Connecting Tunnel Inlet Portal
CW.08.01 | Site Clearance
CW.08.01.001 | Preparation of construction area by clearing, grubbing, uprooting and cutting of trees, removing the roots, carrying and disposal of the uncerviceable materials and stockpiling of serviceable materials at specified area | sqm | 178
CW.08.02 | Excavation: Excavation of various types of materials including necessary haulage, disposal and management of excavated materials etc. all complete as per the Specifications and the Drawings
CW.08.02.001 | Boulder mixed and common soil | cum | 3780
CW.08.02.002 | Surface Rock excavation | cum | 1620
CW.08.03 | Rock bolt
CW.08.03.001 | Supplying and Installing of rock bolt (L= 3.5 m and 25 mm dia.) in fractured rock including drilling and grouting etc. all complete as per the Specifications and the Drawings | Nos. | 239
CW.08.04 | Shortcrete Works
CW.08.04.001 | Providing and placing 50 mm thick steel fibre shortcrete including compaction, curing , testing etc. all complete as per the specifications and the drawings | sqm | 10
CW.08.04.002 | Providing and placing 75 mm thick plain shortcrete including compaction, curing , testing etc. all complete as per the specifications and the drawings | sqm | 12
CW.08.04.003 | Providing and placing 100 mm thick plain shortcrete including compaction, curing , testing etc. all complete as per the specifications and the drawings | sqm | 537.6
CW.08.05 | Wire mesh for shotcrete
CW.08.05.001 | Supply and placing 4.7 mm thick Wire mesh (100*100) mm including fixing and anchorage as specified. | sqm | 537.6
CW.08.05.002 | Supply and placing 3.5 mm thick Wire mesh (50*50) mm including fixing and anchorage as specified. | sqm | 50
CW.08.06 | 50 mm dia. 1m long Weep Holes | Nos. | 180
SUB-TOTAL
CW.09 | Connecting Tunnel Outlet Portal
CW.09.01 | Site Clearance
CW.09.01.001 | Preparation of construction area by clearing, grubbing, uprooting and cutting of trees, removing the roots, carrying and disposal of the uncerviceable materials and stockpiling of serviceable materials at specified area | sqm | 125
CW.09.02 | Excavation: Excavation of various types of materials including necessary haulage, disposal and management of excavated materials etc. all complete as per the Specifications and the Drawings
CW.09.02.001 | Boulder mixed and common soil | cum | 700
CW.09.02.002 | Surface Rock excavation | cum | 300
CW.09.03 | Rock bolt
CW.09.03.001 | Supplying and Installing of rock bolt (L= 3.5 m and 25 mm dia.) in fractured rock including drilling and grouting etc. all complete as per the specifications and the drawings | nos | 76
CW.09.04 | Shortcrete Works
CW.09.04.001 | Providing and placing 75 mm thick plain shortcrete including compaction, curing , testing etc. all complete as per the specifications and the drawings | sqm | 10
CW.09.04.002 | Providing and placing 100 mm thick plain shortcrete including compaction, curing , testing etc. all complete as per the specifications and the drawings | sqm | 169.2
CW.09.05 | Wire mesh
CW.09.05.001 | Supply and placing 4.7 mm thick Wire mesh (100x100) mm including fixing and anchorage as specified. | sqm | 169.2
CW.09.05.002 | Supply and placing 3.5 mm thick Wire mesh (50x50) mm including fixing and anchorage as specified. | sqm | 20
CW.09.06 | Weep Holes: Providing and Placing of weep holes of polyethne pipes of 100mm dia. as per the specificications and the drawings. | Nos. | 57
SUB-TOTAL
CW.10 | Culvert and Syphon
CW.10.01 | Site Clearance
CW.10.01.001 | Preparation of construction area by clearing, grubbing, uprooting and cutting of trees, removing the roots, carrying and disposal of the uncerviceable materials and stockpiling of serviceable materials at specified area | sqm | 550
CW.10.02 | Excavation: Excavation of various types of materials including necessary haulage, disposal and management of excavated materials etc. all complete as per the Specifications and the Drawings
CW.10.02.001 | Boulder mixed and common soil | cum | 2748.2328
CW.10.02.002 | Surface Rock excavation | cum | 687.0582
CW.10.03 | Backfilling | cum
CW.10.03.001 | Compacted back filling with non-cohesive materials in layers not exceeding 150mm with watering and haulage etc. all complete as per the Drawings and Specification. | cum | 324.7979
CW.10.04 | Concrete Works: Providing and placing of various grades of the concrete including compaction, curing , testing etc. and all complete as per the Specifications and the Drawings
CW.10.04.001 | Blinding concrete of C15 grade | cum | 24.151
CW.10.04.002 | Concrete of grade C25 | cum | 511.434
CW.10.05 | Providing and placing geotextile as per the specification and the drawings | cum | 74.738
CW.10.06 | Catch Drain: Providing and placing of stone masonry works for rectangular channel section of 0.3 m x 0.3 m or as per the drawings and the specifications | rm | 59.959
CW.10.07 | Formworks
CW.10.07.001 | Providing, preparing and installing formwork including necessary supports and removing after completion and all complete works as per the Specifications and Drawings | sqm | 1325.94
CW.10.08 | Steel Reinforcement
CW.10.08.001 | Providing and placing of steel reinforcement of grade Fe 500 including cutting, bending, binding, fixing in position and all complete works as per the Specifications and Drawings | ton | 40.1476
CW.10.09 | Providing and placing of expansion/ contraction joints all in position as per the drawings and all complete as per the specifications
CW.10.09.001 | Water Bar | m | 40
CW.10.09.002 | Seleant | m | 40
CW.10.09.003 | Hydroseal | m2 | 80
SUB-TOTAL
CW.11 | Access Road from Kunaban HW to Myagdi HW
CW.11.01 | Site Clearance
CW.11.01.001 | Preparation of construction area by clearing, grubbing, uprooting and cutting of trees, removing the roots, carrying and disposal of the uncerviceable materials and stockpiling of serviceable materials at specified area | sqm | 3627.2
CW.11.02 | Excavation: Excavation of various types of materials including necessary haulage, disposal and management of excavated materials etc. all complete as per the Specifications and the Drawings
CW.11.02.001 | Boulder mixed and common soil | cum | 981.16
CW.11.02.002 | Surface Rock excavation | cum | 981.16
CW.11.03 | Providing and placing geotextile as per the specification and the drawings | cum | 1813.6
CW.11.04 | Catch Drain: Providing and placing of stone masonry works for rectangular channel section of 0.3 m x 0.3 m or as per the drawings and the specifications | rm | 453.4
CW.11.05 | Rock bolt
CW.11.05.001 | Supplying and Installing of rock bolt (L= 2.2m and 20 mm dia.) in fractured rock including drilling and grouting etc. all complete as per the specifications and the drawings | Nos. | 200
SUB-TOTAL
SUB-TOTAL OF B
C. KUNABAN HEADWORKS CIVIL WORKS
CW.13 | Flood Protection Works in Kunaban Headworks Area
CW.13.01 | Site Clearance
CW.13.01.001 | Preparation of construction area by clearing, grubbing, uprooting and cutting of trees, removing the roots, carrying and disposal of the uncerviceable materials and stockpiling of serviceable materials at specified area | sqm | 935
CW.13.02 | Excavation: Excavation of various types of materials including necessary haulage, disposal and management of excavated materials etc. all complete as per the Specifications and the Drawings
CW.13.02.001 | Boulder mixed and common soil | cum | 5701.8
CW.13.02.002 | Surface Rock excavation | cum | 1425.45
CW.13.03 | Backfilling
CW.13.03.001 | Compacted back filling with non-cohesive materials in layers not exceeding 150mm with watering and haulage etc. all complete as per the Drawings and Specification. | sqm | 7261.41
CW.13.04 | Concrete Works: Providing and placing of various grades of the concrete including compaction, curing , testing etc. and all complete as per the Specifications and the Drawings
CW.13.04.001 | Blinding Concrete (C15) | cum | 58.05
CW.13.04.002 | Concrete of grade C25 | cum | 1451.25
CW.13.05 | Steel Reinforcement
CW.13.05.001 | Providing and placing of steel reinforcement of grade Fe 500 including cutting, bending, binding, fixing in position and all complete works as per the Specifications and Drawings | ton | 113.9231
CW.13.06 | Boulder Rip-Rap:Providing and placing boulder lining / rip-rap of the specified size with all complete as per Specifications and the Drawings
CW.13.06.001 | Boulder Rip-Rap of 1.5m dia | cum | 1750
SUB-TOTAL
CW.14 | Kunaban Weir and Stilling Basin
CW.14.01 | Site Clearance
CW.14.01.001 | Preparation of construction area by clearing, grubbing, uprooting and cutting of trees, removing the roots, carrying and disposal of the uncerviceable materials and stockpiling of serviceable materials at specified area | sqm | 2416.37
CW.14.02 | Excavation: Excavation of various types of materials including necessary haulage, disposal and management of excavated materials etc. all complete as per the Specifications and the Drawings
CW.14.02.001 | Boulder mixed and common soil | cum | 4001.4
CW.14.02.002 | Surface Rock excavation | cum | 1000.35
CW.14.03 | Backfilling
CW.14.03.001 | Compacted back filling with non-cohesive materials in layers not exceeding 150mm with watering and haulage etc. all complete as per the Drawings and Specification. | cum | 4157.925
CW.14.04 | Formworks
CW.14.04.001 | Providing, preparing and installing formwork including necessary supports and removing after completion and all complete works as per the Specifications and Drawings | cum | 1282.8124
CW.14.05 | Concrete Works: Providing and placing of various grades of the concrete including compaction, curing , testing etc. and all complete as per the Specifications and the Drawings
CW.14.05.001 | Blinding concrete of C15 grade | cum | 30.5728
CW.14.05.002 | Concrete of grade C25 | cum | 822.5407
CW.14.06 | Boulder Rip-Rap: Providing and placing boulder lining / rip-rap of the specified size with all complete as per Specifications and the Drawings
CW.14.06.001 | Boulder Rip-Rap of 1.0-1.25m dia | cum | 1081.6385
CW.14.06.002 | Boulder Rip-Rap of 1.5-2.0 m dia | cum | 2362.0115
CW.14.07 | Filter Layer: Providing and placing of filter layer as per the Specifications and the Drawings
CW.14.07.001 | Filter layer of thickness 0.5m | cum | 1974.2875
CW.14.08 | Clay Blanket: Providing and placing of clay blanket as per the Specifications and the Drawings
CW.14.08.001 | Clay blanket of thickness 0.5m | cum | 250.1796
CW.14.09 | Steel Reinforcement
CW.14.09.001 | Providing and placing of steel reinforcement of grade Fe 500 including cutting, bending, binding, fixing in position and all complete works as per the Specifications and Drawings | ton | 48.43
CW.14.10 | Joints: Providing and placing the expansion/ contraction joints all in position as per the drawings and all complete as per the specifications
CW.14.10.001 | Water Bar | m | 92
CW.14.10.002 | Seleant | m | 92
CW.14.10.003 | Hydroseal/joint filler | m2 | 40
CW.14.11 | Grouting: Supply and application of consolidated grouting works as required and all complete as per the specifications but excluding the drilling for grouting
CW.14.11.001 | Ordinary Cement Grouting | ton | 10
CW.14.11.002 | Cement / sand grouting (1:1) | ton | 2
CW.14.11.003 | Micro Fine Cement grouting | kg | 150
CW.14.11.004 | Drilling for grouting including the grout pipe | m | 100
SUB-TOTAL
CW.15 | Kunaban Undersluice, Trash Passage and Fish Ladder
CW.15.01 | Site Clearance
CW.15.01.001 | Preparation of construction area by clearing, grubbing, uprooting and cutting of trees, removing the roots, carrying and disposal of the uncerviceable materials and stockpiling of serviceable materials at specified area | sqm | 976.4557
CW.15.02 | Excavation: Excavation of various types of materials including necessary haulage, disposal and management of excavated materials etc. all complete as per the Specifications and the Drawings
CW.15.02.001 | Boulder mixed and common soil | cum | 3477.6579
CW.15.02.002 | Surface Rock Excavation | cum | 869.4145
CW.15.03 | Backfilling
CW.15.03.001 | Compacted back filling with non-cohesive materials in layers not exceeding 150mm with watering and haulage etc. all complete as per the Drawings and Specification. | cum | 326.8966
CW.15.04 | Formworks
CW.15.04.001 | Providing, preparing and installing formwork including necessary supports and removing after completion and all complete works as per the Specifications and Drawings | sqm | 4842.1691
CW.15.05 | Concrete Works: Providing and placing of various grades of the concrete including compaction, curing , testing etc. and all complete as per the Specifications and the Drawings
CW.15.05.001 | Blinding concrete of C15 grade (75mm thick) | cum | 61.2047
CW.15.05.002 | Concrete of grade C25 | cum | 3455.1588
CW.15.06 | Steel Reinforcement
CW.15.06.001 | Providing and placing of steel reinforcement of grade Fe 500 including cutting, bending, binding, fixing in position and all complete works as per the Specifications and Drawings | ton | 271.23
CW.15.07 | Hardstone Lining
CW.15.07.001 | Providing and laying of 400 mm thick Hard Stone Linning with non shrinkable rich mortar including curing and all complete as per the Specifications and the Drawings | cum | 119.925
CW.15.09 | Joints: Providing and placing the expansion/ contraction joints all in position as per the drawings and all complete as per the specifications
CW.15.09.001 | Water Bar | m | 60
CW.15.09.002 | Seleant | m | 60
CW.15.09.003 | Hydroseal/joint filler | m2 | 120
SUB-TOTAL
CW.16 | Kunaban Intake and Gravel trap
CW.16.01 | Site Clearance
CW.16.01.001 | Preparation of construction area by clearing, grubbing, uprooting and cutting of trees, removing the roots, carrying and disposal of the uncerviceable materials and stockpiling of serviceable materials at specified area | sqm | 830.852
CW.16.02 | Excavation: Excavation of various types of materials including necessary haulage, disposal and management of excavated materials etc. all complete as per the Specifications and the Drawings
CW.16.02.001 | Boulder mixed and common soil | cum | 4214.0338
CW.16.02.002 | Surface Rock Excavation | cum | 1053.5084
CW.16.03 | Backfilling
CW.16.03.001 | Compacted back filling with non-cohesive materials in layers not exceeding 150mm with watering and haulage etc. all complete as per the Drawings and Specification. | cum | 48.6588
CW.16.04 | Concrete Works: Providing and placing of various grades of the concrete including compaction, curing , testing etc. and all complete as per the Specifications and the Drawings
CW.16.04.001 | Blinding concrete of C15 grade | cum | 35.2854
CW.16.04.002 | Concrete of grade C25 | cum | 854.0694
CW.16.04.003 | Plum Concrete of C15 with 40% Plum | cum | 116.91
CW.16.05 | Formworks
CW.16.05.001 | Providing, preparing and installing formwork including necessary supports and removing after completion and all complete works as per the Specifications and Drawings | Nos. | 658.3446
CW.16.06 | Steel Reinforcement
CW.16.06.001 | Providing and placing of steel reinforcement of grade Fe 500 including cutting, bending, binding, fixing in position and all complete works as per the Specifications and Drawings | ton | 67.0445
CW.16.07 | Hardstone Lining
CW.16.07.001 | Providing and laying of 300 mm thick Hard Stone Linning with non shrinkable rich mortar including curing and all complete as per the Specifications and the Drawings | sqm | 180.8316
CW.16.08 | Joints: Providing and placing the expansion/ contraction joints all in position as per the drawings and all complete as per the specifications
CW.16.08.001 | Water Bar | m | 40
CW.16.08.002 | Seleant | m | 40
CW.16.08.003 | Hydroseal/joint filler | m2 | 80
SUB-TOTAL
CW.17 | Settling Basin, Headpond, Spillway and Floodwall
CW.17.01 | Site Clearance
CW.17.01.001 | Preparation of construction area by clearing, grubbing, uprooting and cutting of trees, removing the roots, carrying and disposal of the uncerviceable materials and stockpiling of serviceable materials at specified area | sqm | 5280.55
CW.17.02 | Excavation: Excavation of various types of materials including necessary haulage, disposal and management of excavated materials etc. all complete as per the Specifications and the Drawings
CW.17.02.001 | Boulder mixed and common soil | cum | 23056.315
CW.17.02.002 | Surface Rock excavation | cum | 23056.315
CW.17.03 | Backfilling
CW.17.03.001 | Compacted back filling with non-cohesive materials in layers not exceeding 150mm with watering and haulage etc. all complete as per the Drawings and Specification. | cum | 16906.806
CW.17.04 | Concrete Works: Providing and placing of various grades of the concrete including compaction, curing , testing etc. and all complete as per the Specifications and the Drawings
CW.17.04.001 | Blinding concrete of C15 grade | cum | 299.1225
CW.17.04.002 | Concrete of grade C25 | cum | 8000.482
CW.17.05 | Formworks
CW.17.05.001 | Providing, preparing and installing formwork including necessary supports and removing after completion and all complete works as per the Specifications and Drawings | sqm | 9713.8602
CW.17.06 | Steel Reinforcement
CW.17.06.001 | Providing and placing of steel reinforcement of grade Fe 500 including cutting, bending, binding, fixing in position and all complete works as per the Specifications and Drawings | ton | 628.0378
CW.17.07 | Gabion Works
CW.17.07.001 | Gabion Works with all materials and all complete as per the Specifications and the Drawings | cum | 1320.2942
CW.17.08 | Stone masonry Works
CW.17.08.001 | Stone masonry Works in 1:4 cement mortar with all materials and all complete as per the Specifications and the Drawings | cum | 6363.1644
CW.17.09 | Slope protection Works
CW.17.09.001 | Providing and placing of 4m long and 25mm dia. soil nail with drilling, grouting, face plates, nuts, etc. all complete | Nos | 199
CW.17.10 | Surface Drainage Works
CW.17.10.001 | Catch Drain: Providing and placing of stone masonry works for rectangular channel section of 0.3 m x 0.3 m or as per the drawings and the specifications | rm | 161.4799
CW.17.11 | Sub-Surface Drainage works
CW.17.11.001 | Providing and placing 0.4m HDPE pipe | rm | 127.33
CW.17.12 | Joints: Providing and placing the expansion/ contraction joints at all in position as per the Drawings and all complete as per the Sspecifications
CW.17.12.001 | Water Bar | m | 350
CW.17.12.002 | Sealant | m | 350
CW.17.12.003 | Hydroseal/joint filler | m2 | 700
SUB-TOTAL
SUB-TOTAL OF B
D. WATERWAY AND UNDERGROUND STRUCTURES CIVIL WORKS
CW.18 | Headrace Pipe and Kholsi Crossing
CW.18.01 | Site Clearance
CW.18.01.001 | Preparation of construction area by clearing, grubbing, uprooting and cutting of trees, removing the roots, carrying and disposal of the unserviceable materials and stockpiling of serviceable materials at specified area | sqm | 5000
CW.18.02 | Excavation: Excavation of various types of materials including necessary haulage, disposal and management of excavated materials etc. all complete as per the Specifications and the Drawings
CW.18.02.001 | Boulder mixed soil excavation | cum | 37916.5338
CW.18.02.002 | Surface Rock Excavation | cum | 6691.153
CW.18.03 | Backfilling
CW.18.03.001 | Compacted back filling with non-cohesive materials in layers not exceeding 150mm with watering and haulage etc. all complete as per the Drawings and Specification. | cum | 13696.8528
CW.18.03.002 | 0.3 m thick selected gravel filling around the pipe | cum | 1400
CW.18.04 | Concrete Works: Providing and placing of various grades of the concrete including compaction, curing , testing etc. and all complete as per the Specifications and the Drawings
CW.18.04.001 | Blinding concrete of C15 grade | cum | 566.65
CW.18.04.002 | Concrete of grade C25 (including basepads) | cum | 1384.637
CW.18.05 | Stone masonry Works
CW.18.05.001 | Stone masonry Works in 1:4 cement mortar with all materials and all complete as per the Specifications and the Drawings | cum | 149.717
CW.18.06 | Formworks
CW.18.06.001 | Providing, preparing and installing formwork including necessary supports and removing after completion and all complete works as per the Specifications and Drawings | sqm | 770.85
CW.18.07 | Steel Reinforcement
CW.18.07.001 | Providing and placing of steel reinforcement of grade Fe 500 including cutting, bending, binding, fixing in position and all complete works as per the Specifications and Drawings | ton | 101.629
CW.18.08 | Gabion Works
CW.18.08.001 | Gabion Works with all materials and all complete as per the Specifications and the Drawings | cum | 280
SUB-TOTAL
CW.19 | Inlet Portal
CW.19.01 | Site Clearance
CW.19.01.001 | Preparation of construction area by clearing, grubbing, uprooting and cutting of trees, removing the roots, carrying and disposal of the uncerviceable materials and stockpiling of serviceable materials at specified area | sqm | 1000
CW.19.02 | Excavation: Excavation of various types of materials including necessary haulage, disposal and management of excavated materials etc. all complete as per the Specifications and the Drawings
CW.19.02.001 | Boulder mixed soil excavation | cum | 5096
CW.19.02.002 | Surface Rock Excavation | cum | 2184
CW.19.03 | Rock bolt
CW.19.03.001 | Supplying and Installing of rock bolt (L= 3.5 m and 25 mm dia.) in fractured rock including drilling and grouting etc. all complete as per the specifications and the drawings | nos | 400
CW.19.04 | Shotcrete Work
CW.19.04.001 | Providing and placing 75mm thick plain shortcrete including compaction, curing , testing etc. all complete as per the specifications and the drawings | sqm | 50
CW.19.04.002 | Providing and placing 100 mm thick plain shortcrete including compaction, curing , testing etc. all complete as per the specifications and the drawings | sqm | 90
CW.19.05 | Wire mesh for shotcrete
CW.19.05.001 | Supply and placing 3.5 mm thick Wire mesh (50x50) mm including fixing and anchorage as specified. | sqm | 300
CW.19.05.002 | Supply and placing 4.7 mm thick Wire mesh (100x100) mm including fixing and anchorage as specified. | sqm | 900
CW.19.06 | 50 mm dia. 1m long Weep Holes | Nos. | 300
SUB-TOTAL
CW.20 | Headrace Tunnel
CW.20.01 | Rock exavation in tunnel including cost of explosive and all materials, blasting, mucking, provision of air,ventilation , lighting, water management, draining, dewatering, pumping, disposal and management of muck within the project site at the location provided by the Employer and all complete as per the specifications.
CW.20.01.001 | Underground Rock Excavation in rock class I to IV | cum | 11462.3608 | [5 empty] | Ok
CW.20.01.002 | Underground Rock Excavation in rock class V to VI | cum | 22407.6533 | [5 empty] | OK
CW.20.02 | Shotcrete Work
CW.20.02.001 | Providing and placing 50 mm thick plain shortcrete including compaction, curing , testing etc. all complete as per the specifications and the drawings | sqm | 50
CW.20.02.002 | Providing and placing 75 mm thick plain shortcrete including compaction, curing , testing etc. all complete as per the specifications and the drawings | sqm | 50
CW.20.02.003 | Providing and placing 100 mm thick plain shortcrete including compaction, curing , testing etc. all complete as per the specifications and the drawings | sqm | 50
CW.20.02.004 | Providing and placing 100 mm thick steel fibre shortcrete including compaction, curing , testing etc. all complete as per the specifications and the drawings | sqm | 24661.6888 | [5 empty] | OK
CW.20.02.005 | Providing and placing 120 mm thick steel fibre shortcrete including compaction, curing , testing etc. all complete as per the specifications and the drawings | sqm | 21693.5222 | [5 empty] | OK
CW.20.02.006 | Providing and placing 150 mm thick steel fibre shortcrete including compaction, curing , testing etc. all complete as per the specifications and the drawings | sqm | 11035.8686 | [5 empty] | OK
CW.20.02.007 | Providing and placing 75 mm thick steel fibre shortcrete including compaction, curing , testing etc. all complete as per the specifications and the drawings | sqm | 150
CW.20.03 | Wire mesh for shotcrete
CW.20.03.001 | Supply and placing of 4.7 mm thick Wire mesh (100x100) mm including fixing and anchorage as specified. | sqm | 31883.4275
CW.20.03.002 | Supply and placing 3.5 mm thick Wire mesh (50x50) mm including fixing and anchorage as specified. | sqm | 100
CW.20.04 | Rock bolt
CW.20.04.001 | Supplying and Installing of rock bolt (L= 2.2m and 20 mm dia.) including drilling and grouting etc. all complete as per the specifications and the drawings | Nos. | 11194 | [5 empty] | Ok
CW.20.04.002 | Supplying and Installing of rock bolt (L= 2.5 m and 20 mm dia.) including drilling and grouting etc. all complete as per the specifications and the drawings | Nos. | 15046 | [5 empty] | ok
CW.20.04.003 | Supplying and Installing of 20mm dia 2.2 m long rock bolt with resin capsule including drilling, grouting and all complete works of rock bolting as per the specifications and the drawings | Nos. | 55
CW.20.04.004 | Supplying and Installing of 20mm dia 2.5 m long rock bolt with resin capsule including drilling, grouting and all complete works of rock bolting as per the specifications and the drawings | Nos. | 35
CW.20.05 | Spiling Bolts
CW.20.05.001 | Providing and placing of Spiling bolts 6 m long 25mm dia. including drilling, grouting, etc. all complete as per the Specifications and the Drawings. | Nos. | 1427
CW.20.06 | Grouting (Contact and/or injection grouting works inclusive of all materials and admixtures but except drilling works required for grouting)
CW.20.06.001 | Ordinary Cement Grouting | tons | 500
CW.20.06.002 | Cement / sand grouting (1:1) | tons | 45
CW.20.06.003 | Micro Fine Cement grouting | kg | 50
CW.20.06.004 | Drilling for grouting including the grout pipe | m | 7476.18
CW.20.06.005 | Epoxy resin grout | kg | 50
CW.20.06.006 | Polyurethane grout (Both structural / Non-Structural) | kg | 100
CW.20.07 | Concrete Works: Providing and placing of various grades of the concrete including compaction, curing , testing etc. and all complete as per the Specifications and the Drawings
CW.20.07.001 | Concrete Lining (C25) | cum | 3997.0979
CW.20.07.002 | Invert concrete with 200mm thickness (Grade C25) | cum | 3056.3681
CW.20.08 | Steel Reinforcement
CW.208.001 | Providing and placing of steel reinforcement of grade Fe 500 including cutting, bending, binding, fixing in position and all complete works as per the Specifications and Drawings | tons | 339.603
CW.20.09 | Formworks
CW.20.09.001 | Providing, preparing and installing of formwork including necessary supports and removing after completion and all complete works as per the Specifications and Drawings | sqm | 10481.2788
CW.20.10 | Steel Ribs
CW.20.10.001 | Providing and installing steel ribs or strut of ISMB 150 including fixing materials, tie bars, concrete footing, etc. all complete as per the Specifications and the Drawings. | tons | 170.6613
CW.20.10.002 | Providing and installing steel ribs or strut of ISMB 200 including fixing materials, tie bars, concrete footing, etc. all complete as per the Specifications and the Drawings. | tons | 5
CW.20.11 | Supplying and fixing of additional tie rods, not covered under rib section, as instructed by the Engineer depending on the site condition | kg | 20814.41
CW.20.12 | Cleaning of Invert with transportation and disposal of spoil to the satisfaction of the Engineer | sqm | 19536
CW.20.13 | Additional mucking for geological overbreak
CW.20.13.001 | Mucking of geological overbreak | cum | 1120.3827
CW.20.14 | Waterloss measurement test (Lugeon Test) | Nos. | 210
CW.20.15 | Probe hole drilling without core recovery as per specifications | rm | 180
CW.20.16 | Probe hole drilling with core recovery as per specifications | rm | 40
CW.20.17 | Instrumentation and monitoring of tunnel | LS | 1
SUB-TOTAL
CW.21 | Adit 1 and Adit 2 for Headrace Tunnel
CW.21.01 | Rock exavation in tunnel including cost of explosive and all materials, blasting, mucking, provision of air,ventilation , lighting, water management, dewatering, pumping, disposal and management of muck within the project site at the location provided by the Employer and all complete as per the specifications. | cum | 3404.949
CW.21.02 | Shotcrete Work
CW.21.02.001 | Providing and placing 100 mm thick steel fibre shortcrete including compaction, curing , testing etc. all complete as per the specifications and the drawings | sqm | 1778.6276
CW.21.02.002 | Providing and placing 120 mm thick steel fibre shortcrete including compaction, curing , testing etc. all complete as per the specifications and the drawings | sqm | 1061.0636
CW.21.02.003 | Providing and placing 150 mm thick steel fibre shortcrete including compaction, curing , testing etc. all complete as per the specifications and the drawings | sqm | 701.2628
CW.21.03 | Wire mesh
CW.21.03.001 | Supply and placing of 4.7 mm thick Wire mesh (100x100) mm including fixing and anchorage as specified. | sqm | 1416.3816
CW.21.03.002 | Supply and placing of 3.5 mm thick Wire mesh (50x50) mm including fixing and anchorage as specified. | sqm | 50
CW.21.04 | Rock bolt
CW.21.04.001 | Supplying and Installing of rock bolt (L= 2.2 m and 20 mm dia.) in fractured rock including drilling and grouting etc. all complete as per the specifications and the drawings | nos | 1369
CW.21.04.002 | Supplying and Installing of rock bolt (L= 2.5 m and 20 mm dia.) in fractured rock including drilling and grouting etc. all complete as per the specifications and the drawings | nos | 1414
CW.21.05 | Steel Ribs
CW.21.05.001 | Providing and installing steel ribs or strut of ISMB 150 including fixing materials, tie bars, concrete footing, etc. all complete as per the Specifications and the Drawings. | tons | 3
CW.21.05.002 | Providing and installing steel ribs or strut of ISMB 200 or higher grade Steel Sections including fixing materials, tie bars, concrete footing, etc. all complete as per the Specifications and the Drawings. | tons | 1
CW.21.06 | Cleaning of Invert with transportation and disposal of spoil to the satisfaction of the Engineer | sqm | 830.208
CW.21.07 | Concrete Works: Providing and placing of various grades of the concrete including compaction, curing , testing etc. and all complete as per the Specifications and the Drawings
CW.21.07.001 | Concrete grade of C20 (Invert Concrete) | cum | 166.0416
CW.21.08 | Steel Reinforcement
CW.21.08.001 | Providing and placing of steel reinforcement of grade Fe 500 including cutting, bending, binding, fixing in position and all complete works as per the Specifications and Drawings | tons | 13.4982
CW.21.9 | Supplying and fixing of additional tie rods, not covered under rib section, as instructed by the Engineer depending on the site condition | Kg | 681.23
SUB-TOTAL
CW.22 | Portal for Adit Tunnel 1 & 2 (HRT)
CW.22.01 | Site Clearance
CW.22.01.001 | Preparation of construction area by clearing, grubbing, uprooting and cutting of trees, removing the roots, carrying and disposal of the unserviceable materials and stockpiling of serviceable materials at specified area. | sqm | 340
CW.22.02 | Earthworks: Excavation of various types of materials including necessary haulage, disposal and management of excavated materials etc., compacted backfilling as required and all complete as per the Specifications and the Drawings
CW.22.02.001 | Surface Rock Excavation | cum | 7578.2
CW.22.03 | Rock bolt
CW.22.03.001 | Supplying and Installing of rock bolt (L= 3.5 m and 25 mm dia ) in fractured rock including drilling and grouting etc. all complete as per the specifications and the drawings | nos | 523
CW.22.04 | Shotcrete Work
CW.22.04.001 | Providing and placing 50 mm thick plain shortcrete including compaction, curing , testing etc. all complete as per the specifications and the drawings | sqm | 50
CW.22.04.002 | Providing and placing 75 mm thick plain shortcrete including compaction, curing , testing etc. all complete as per the specifications and the drawings | sqm | 50
CW.22.04.003 | Providing and placing 100 mm thick plain shortcrete including compaction, curing , testing etc. all complete as per the specifications and the drawings | sqm | 1173.95
CW.22.05 | 50 mm dia. 1m long Weep Holes | nos | 392
CW.22.06 | Wire mesh for shotcrete
CW.22.06.001 | Supplly and placing of 3.5 mm thick Wire mesh (50*50)mm including fixing and anchorage as specified. | sqm | 100
CW.22.06.002 | Supplly and placing of 4.7 mm thick Wire mesh (100*100)mm including fixing and anchorage as specified. | sqm | 1173.95
SUB-TOTAL
CW.23 | Aeration Tunnel
CW.23.01 | Rock exavation in tunnel including cost of explosive and all materials, blasting, mucking, provision of air,ventilation , lighting, water, dewatering, pumping, disposal and management of muck within the project site at the location provided by the Employer and all complete as per the specifications. | cum | 395.2237
CW.23.02 | Shortcrete
CW.23.02.001 | Providing and placing 50 mm thick plain shortcrete including compaction, curing , testing etc. all complete as per the specifications and the drawings | sqm | 10
CW.23.02.002 | Providing and placing 75 mm thick plain shortcrete including compaction, curing , testing etc. all complete as per the specifications and the drawings | sqm | 20
CW.23.02.003 | Providing and placing 100 mm thick steel fibre shortcrete including compaction, curing , testing etc. all complete as per the specifications and the drawings | sqm | 252.9664
CW.23.02.004 | Providing and placing 120 mm thick steel fibre shortcrete including compaction, curing , testing etc. all complete as per the specifications and the drawings | sqm | 25
CW.23.02.005 | Providing and placing 150 mm thick steel fibre shortcrete including compaction, curing , testing etc. all complete as per the specifications and the drawings | sqm | 63.2416
CW.23.03 | Wire mesh for shotcrete
CW.23.03.001 | Supply and placing of 3.5 mm thick Wire mesh (50*50)mm including fixing and anchorage as specified. | sqm | 10
CW.23.03.002 | Supply and placing of 4.7 mm thick Wire mesh (100*100)mm including fixing and anchorage as specified. | sqm | 31.6208
CW.23.04 | Rock bolts
CW.23.04.001 | Supplying and Installing of rock bolt (L= 2.5 m and 20 mm dia.) in fractured rock including drilling and grouting etc. all complete as per the specifications and the drawings | nos | 220
CW.23.05 | Spiling bolts
CW.23.05.001 | Providing and placing of Spiling bolts 6 m long 25mm dia. including drilling, grouting, etc. all complete as per the Specifications and the Drawings. | nos | 25
CW.23.06 | Steel Ribs
CW.23.06.001 | Providing and installing steel ribs or strut of ISMB 150 including fixing materials, tie bars, concrete footing, etc. all complete as per the Specifications and the Drawings. | tons | 0.94862
CW.23.07 | Cleaning of Invert with transportation and disposal of spoil to the satisfaction of the Engineer | sqm | 123
CW.23.08 | Supplying and fixing of additional tie rods, not covered under rib section, as instructed by the Engineer depending on the site condition | Kg | 94.8624
SUB-TOTAL
CW.24 | Surge Shaft
CW.24.01 | Rock exavation in surge shaft including cost of explosive and all materials, blasting, mucking, provision of air, ventilation, lighting, water, dewatering, pumping, disposal and management of muck within the project site at the location provided by the Employer and all complete as per the specifications. | cum | 4257.3018
CW.24.02 | Concrete Works: Providing and placing of various grades of the concrete including compaction, curing , testing etc. and all complete as per the Specifications and the Drawings
CW.24.02.001 | Concrete lining of C25 | cum | 1465.3046
CW.24.03 | Steel Reinforcement
CW.24.03.001 | Providing and placing of steel reinforcement of grade Fe 500 including cutting, bending, binding, fixing in position and all complete works as per the Specifications and Drawings | tons | 164.0006
CW.24.04 | Formworks
CW.24.04.001 | Providing, preparing and installing of formwork including necessary supports and removing after completion and all complete works as per the Specifications and Drawings | sqm | 1758.3656
CW.24.05 | Rock bolt
CW.24.05.001 | Supplying and Installing of rock bolt (L= 3 m and 25 mm dia.) in fractured rock including drilling and grouting etc. all complete as per the specifications and the drawings | Nos. | 690
CW.24.06 | Shotcrete Work
CW.24.06.001 | Providing and placing 100 mm thick steel fibre shortcrete including compaction, curing , testing etc. all complete as per the specifications and the drawings | sqm | 1640.0056
CW.24.06.002 | Providing and placing 150 mm thick steel fibre shortcrete including compaction, curing , testing etc. all complete as per the specifications and the drawings | sqm | 20
SUB-TOTAL
CW.25 | Outlet Portal
CW.25.01 | Site Clearance
CW.25.01.001 | Preparation of construction area by clearing, grubbing, uprooting and cutting of trees, removing the roots, carrying and disposal of the uncerviceable materials and stockpiling of serviceable materials at specified area | sqm | 1500
CW.25.02 | Excavation: Excavation of various types of materials including necessary haulage, disposal and management of excavated materials etc. all complete as per the Specifications and the Drawings
CW.25.02.001 | Surface Rock Excavation | cum | 4824
CW.25.03 | Rock bolt
CW.25.03.001 | Supplying and Installing of rock bolt (L= 3.5 m and 25 mm dia.) in fractured rock including drilling and grouting etc. all complete as per the specifications and the drawings | nos | 576
CW.25.04 | Shotcrete Work
CW.25.04.001 | Providing and placing 100 mm thick plain shortcrete including compaction, curing , testing etc. all complete as per the specifications and the drawings | sqm | 432
CW.25.04.002 | Providing and placing 75 mm thick plain shortcrete including compaction, curing , testing etc. all complete as per the specifications and the drawings | sqm | 50
CW.25.04.003 | Providing and placing 50 mm thick plain shortcrete including compaction, curing , testing etc. all complete as per the specifications and the drawings | sqm | 100
CW.25.05 | 50 mm dia. 1m long Weep Holes | nos | 432
CW.25.06 | Wire mesh for shotcrete
CW.25.06.001 | Supply and placing of 3.5 mm thick Wire mesh (50*50)mm including fixing and anchorage as specified. | sqm | 100
CW.25.06.002 | Supply and placing of 4.7 mm thick Wire mesh (100*100)mm including fixing and anchorage as specified. | sqm | 1296
SUB-TOTAL
CW.26 | Vertical Drop Shaft & Anchor Blocks
CW.26.00 | Surface rock excavation including necessary haulage, disposal and management of excavated materials etc. all complete as per the Specifications and the Drawings | cum | 7368
CW.26.01 | Underground Rock exavation in vertical shaft, irrespective of encountered rock type, including the cost of explosive and all materials, blasting, mucking, provision of air ventilation , lighting, water, dewatering, pumping, disposal and management of muck within the project site at the location provided by the Employer and all complete as per the specifications. | cum | 5576.735
CW.26.02 | Rock bolt
CW.26.02.001 | Supplying and Installing of rock bolt (L= 2.5m and 25 mm dia.) in fractured rock including drilling and grouting etc. all complete as per the specifications and the drawings | nos | 2894
CW.26.02.002 | Supplying and Installing of rock bolt (L= 2.2m and 20 mm dia.) in fractured rock including drilling and grouting etc. all complete as per the specifications and the drawings | nos | 1200
CW.26.03 | Shotcrete Work
CW.26.03.001 | Providing and placing 100 mm thick steel fibre shortcrete including compaction, curing , testing etc. all complete as per the specifications and the drawings | sqm | 50
CW.26.03.002 | Providing and placing 120 mm thick steel fibre shortcrete including compaction, curing , testing etc. all complete as per the specifications and the drawings | sqm | 3680.5794
CW.26.03.003 | Providing and placing 150 mm thick steel fibre shortcrete including compaction, curing , testing etc. all complete as per the specifications and the drawings | sqm | 1577.3912
CW.26.03.004 | Providing and placing 100 mm thick plain shortcrete including compaction, curing , testing etc. all complete as per the specifications and the drawings | sqm | 20
CW.26.05 | Steel Ribs
CW.26.05.001 | Providing and installing steel ribs or strut of ISMB 150 including fixing materials, tie bars, concrete footing, etc. all complete as per the Specifications and the Drawings. | ton | 15.7739
CW.26.06 | Wire mesh for shotcrete
CW.26.06.001 | Supply and placing 4.7 mm thick Wiremesh (100*100) mm including fixing and anchorage as specified. | sqm | 1314.4926
CW.26.06.002 | Supply and placing 3.5 mm thick Wiremesh (50*50) mm including fixing and anchorage as specified. | sqm | 15.7739
CW.26.07 | Concrete Works: Providing and placing of various grades of the concrete including compaction, curing , testing etc. and all complete as per the Specifications and the Drawings
CW.26.07.001 | Concrete of grade C20 for anchor blocks | cum | 3333
CW.26.07.002 | Concrete of grade C20 as backfill concrete | cum | 2563.2606
CW.26.08 | Formworks
CW.26.08.001 | Providing, preparing and installing of formwork including necessary supports and removing after completion and all complete works as per the Specifications and Drawings | sqm | 270
CW.26.09 | Steel Reinforcement
CW.26.09.001 | Providing and placing of steel reinforcement of grade Fe 500 including cutting, bending, binding, fixing in position and all complete works as per the Specifications and Drawings | tons | 130.8202
CW.26.10 | Anchor Bar
CW.26.10.001 | Supplying and Installing of fully grouted 25mm dia rock anchor of varying length (3.5-5m) including drilling, grouting and all complete works of rock anchoring as per the specifications and the drawings | rm | 177.7778
SUB-TOTAL
CW.27 | Butterfly Valve Chamber
CW.27.01 | Underground Rock exavation in Cavern, irrespective of encountered rock type, including the cost of explosive and all materials, blasting, mucking, provision of air ventilation , lighting, water, dewatering, pumping, disposal and management of muck within the project site at the location provided by the Employer and all complete as per the specifications. | cum | 1655.3586
CW.27.02 | Shotcrete Work
CW.27.02.001 | Providing and placing 100 mm thick steel fibre reinforced shortcrete including compaction, curing , testing etc. all complete as per the specifications and the drawings | sqm | 60
CW.27.02.002 | Providing and placing 120 mm thick steel fibre reinforced shortcrete including compaction, curing , testing etc. all complete as per the specifications and the drawings | sqm | 30
CW.27.02.003 | Providing and placing 150 mm thick steel fibre reinforced shortcrete including compaction, curing , testing etc. all complete as per the specifications and the drawings | sqm | 491.2749
CW.27.03 | Wire mesh for shotcrete
CW.27.03.001 | 3.5 mm thick Wire mesh (50*50) cm including fixing and anchorage as specified. | sqm | 50
CW.27.03.002 | 4.7 mm thick Wire mesh (100*100) cm including fixing and anchorage as specified. | sqm | 196.51
CW.27.04 | Rock bolts
CW.27.04.001 | Supplying and Installing of rock bolt (L= 3.5 m and 25 mm dia.) in fractured rock including drilling and grouting etc. all complete as per the specifications and the drawings | Nos | 492
CW.27.05 | Spiling bolts
CW.27.05.002 | Providing and placing of Spiling bolts 6 m long 25mm dia. including drilling, grouting, etc. all complete as per the Specifications and the Drawings. | nos | 151
CW.27.06 | Steel Ribs
CW.27.06.001 | Providing and installing steel ribs or strut of ISMB 150 including fixing materials, tie bars, concrete footing, etc. all complete as per the Specifications and the Drawings. | tons | 7.385
CW.27.06.002 | Providing and installing steel ribs or strut of ISMB 200 Steel Sections including fixing materials, tie bars, concrete footing, etc. all complete as per the Specifications and the Drawings. | tons | 1
CW.27.07 | Cleaning of Invert with transportation and disposal of spoil to the satisfaction of the Engineer | sqm | 148.41
CW.27.08 | Concrete Works: Providing and placing of various grades of the concrete including compaction, curing , testing etc. and all complete as per the Specifications and the Drawings
CW.27.08.001 | Concrete grade of C20 (Invert Concrete) | cum | 30.7296
CW.27.08.002 | Concrete grade of C25 (Butterfly Valve Chamber) | cum | 461.68
CW.27.09 | Steel Reinforcement
CW.27.09.001 | Providing and placing of steel reinforcement of grade Fe 500 including cutting, bending, binding, fixing in position and all complete works as per the Specifications and Drawings | tons | 28.9906
CW.27.10 | Supplying and fixing of additional tie rods, not covered under rib section, as instructed by the Engineer depending on the site condition | Kg | 738.4978
CW.27.11 | Formworks
CW.27.11.001 | Providing, preparing and installing of formwork including necessary supports and removing after completion and all complete works as per the Specifications and Drawings | sqm | 140.4
CW.27.12 | Supply, placing and fixing of the triangular lattice girder as specified in the drawings including the main members i.e, upper chord, lower chords, the tie bars, the base plate, splice plates, bolts, other connection members and all required accessories. (Note: The base plate, splice plates, bolts, etc. shall be not be measured for payment and shall deemed to be included in the rate of the lattice girder.) | tons | 10
SUB-TOTAL
CW.28 | Butterfly Valve Access Portal
CW.28.01 | Site Clearance
CW.28.01.001 | Preparation of construction area by clearing, grubbing, uprooting and cutting of trees, removing the roots, carrying and disposal of the uncerviceable materials and stockpiling of serviceable materials at specified area | sqm | 350
CW.28.02 | Excavation: Excavation of various types of materials including necessary haulage, disposal and management of excavated materials etc. all complete as per the Specifications and the Drawings
CW.28.02.001 | Surface Rock Excavation | cum | 5714.58
CW.28.03 | Rock bolts
CW.28.03.001 | Supplying and Installing of rock bolt (L= 3.5 m and 25 mm dia.) in fractured rock including drilling and grouting etc. all complete as per the specifications and the drawings | nos | 445
CW.28.04 | Shotcrete Work
CW.28.04.001 | Providing and placing 50 mm thick plain shortcrete including compaction, curing , testing etc. all complete as per the specifications and the drawings | sqm | 20
CW.28.04.002 | Providing and placing 75 mm thick plain shortcrete including compaction, curing , testing etc. all complete as per the specifications and the drawings | sqm | 50
CW.28.04.003 | Providing and placing 100 mm thick plain shortcrete including compaction, curing , testing etc. all complete as per the specifications and the drawings | sqm | 1000
CW.28.05 | 50 mm dia. 1m long Weep Holes | nos | 334
CW.28.06 | Wire mesh for shotcrete
CW.28.06.001 | Supply and placing of 3.5 mm thick Wire mesh (50*50) mm including fixing and anchorage as specified. | sqm | 20
CW.28.06.001 | Supply and Placing of 4.7 mm thick Wire mesh (150*150) cm including fixing and anchorage as specified. | sqm | 1000
SUB-TOTAL
CW.29 | Butterfly Valve Access Tunnel
CW.29.01 | Excavation works
CW.29.01.001 | Underground Rock exavation in tunnel, irrespective of encountered rock type, including the cost of explosive and all materials, blasting, mucking, provision of air,ventilation , lighting, water, dewatering, pumping, disposal and management of muck within the project site at the location provided by the Employer and all complete as per the specifications. | cum | 1035.3929
CW.29.02 | Shotcrete Work
CW.29.02.001 | Providing and placing 50 mm thick plain shortcrete including compaction, curing , testing etc. all complete as per the specifications and the drawings | sqm | 10
CW.29.02.002 | Providing and placing 75 mm thick plain shortcrete including compaction, curing , testing etc. all complete as per the specifications and the drawings | sqm | 12
CW.29.02.003 | Providing and placing 100 mm thick plain shortcrete including compaction, curing , testing etc. all complete as per the specifications and the drawings | sqm | 10
CW.29.02.004 | Providing and placing 100 mm thick steel fibre shortcrete including compaction, curing , testing etc. all complete as per the specifications and the drawings | sqm | 388.5246
CW.29.02.005 | Providing and placing 120 mm thick steel fibre shortcrete including compaction, curing , testing etc. all complete as per the specifications and the drawings | sqm | 231.7271
CW.29.02.006 | Providing and placing 150 mm thick steel fibre shortcrete including compaction, curing , testing etc. all complete as per the specifications and the drawings | sqm | 153.097
CW.29.03 | Concrete Works: Providing and placing of various grades of the concrete including compaction, curing , testing etc. and all complete as per the Specifications and the Drawings
CW.29.03.001 | Concrete of C25 grade (concrete Lining) | cum | 38.8525
CW.29.03.002 | Concrete of C20 grade (invert concrete) | sqm | 44.761
CW.29.04 | Formworks
CW.29.04.001 | Providing, preparing and installing of formwork including necessary supports and removing after completion and all complete works as per the Specifications and Drawings | sqm | 155.4099
CW.29.05 | Steel Reinforcement
CW.29.05.001 | Providing and placing of steel reinforcement of grade Fe 500 including cutting, bending, binding, fixing in position and all complete works as per the Specifications and Drawings | ton | 2.6353
CW.29.06 | Rock bolts
CW.29.06.001 | Supplying and Installing of rock bolt (L= 2.5 m and 20 mm dia.) in fractured rock including drilling and grouting etc. all complete as per the specifications and the drawings | Nos | 1212
CW.29.07 | Spilling Bolts
CW.29.07.001 | Providing and placing of Spiling bolts 6 m long 25mm dia. including drilling, grouting, etc. all complete as per the Specification and the Drawings | Nos | 114
CW.29.08 | Cleaning of Invert with transportation and disposal of spoil to the satisfaction of the Engineer | sqm | 1053.6898
CW.29.09 | Wiremesh
CW.29.09.001 | Supply and placing of 3.5 mm thick Wire mesh (50*50) mm including fixing and anchorage as specified. | sqm | 10
CW.29.09.002 | Supply and placing of 4.7 mm thick Wire mesh (100*100) mm including fixing and anchorage as specified. | sqm | 84.0826
CW.29.10 | Steel Ribs
CW.29.10.001 | Providing and installing steel ribs or strut of ISMB 150 including fixing materials, tie bars, concrete footing, etc. all complete as per the Specifications and the Drawings. | ton | 1.5832
SUB-TOTAL
CW.30 | Horizontal Penstock Shaft I, II, III & IV
CW.30.01 | Excavation works
CW.30.01.001 | Underground Rock exavation in tunnel, irrespective of encountered rock type, including the cost of explosive and all materials, blasting, mucking, provision of air,ventilation , lighting, water, dewatering, pumping, disposal and management of muck within the project site at the location provided by the Employer and all complete as per the specifications. | cum | 6999.7922
CW.30.02 | Shotcrete Work
CW.30.02.001 | Providing and placing 50 mm thick plain shortcrete including compaction, curing , testing etc. all complete as per the specifications and the drawings | sqm | 20
CW.30.02.002 | Providing and placing 75 mm thick plain shortcrete including compaction, curing , testing etc. all complete as per the specifications and the drawings | sqm | 20
CW.30.02.003 | Providing and placing 100 mm thick plain shortcrete including compaction, curing , testing etc. all complete as per the specifications and the drawings | sqm | 20
CW.30.02.004 | Providing and placing 100 mm thick steel fibre shortcrete including compaction, curing , testing etc. all complete as per the specifications and the drawings | sqm | 20
CW.30.02.005 | Providing and placing 120 mm thick steel fibre shortcrete including compaction, curing , testing etc. all complete as per the specifications and the drawings | sqm | 4689.711
CW.30.02.006 | Providing and placing 150 mm thick steel fibre shortcrete including compaction, curing , testing etc. all complete as per the specifications and the drawings | sqm | 1797.1613
CW.30.03 | Wiremesh for shotcrete
CW.30.03.001 | Supply and placing of 4.7 mm thick Wire mesh (100*100) mm including fixing and anchorage as specified. | sqm | 599.0538
CW.30.03.002 | Supply and placing of 3.5 mm thick Wire mesh (50*50) mm including fixing and anchorage as specified. | sqm | 42
CW.30.04 | Rock bolt
CW.30.04.001 | Supplying and Installing of rock bolt (L=2.5m and 20 mm dia.) in fractured rock including drilling and grouting etc. all complete as per the specifications and the drawings | nos | 3115
CW.30.05 | Spiling bolts
CW.30.05.002 | Providing and placing of Spiling bolts 6 m long 25mm dia. including drilling, grouting, etc. all complete as per the Specifications and the Drawings. | nos | 673
CW.30.06 | Steel Ribs
CW.30.06.001 | Providing and installing steel ribs or strut of ISMB 150 including fixing materials, tie bars, concrete footing, etc. all complete as per the Specifications and the Drawings. | tons | 18.1917
CW.30.07 | Cleaning of Invert with transportation and disposal of spoil to the satisfaction of the Engineer | sqm | 2412.8504
CW.30.08 | Supplying and fixing of additional tie rods, not covered under rib section, as instructed by the Engineer depending on the site condition | Kg | 3638.3414
CW.30.09 | Concrete Works: Providing and placing of various grades of the concrete including compaction, curing , testing etc. and all complete as per the Specifications and the Drawings
CW.30.09.001 | Concrete of C15 grade (backfill) | cum | 4796.2477 |  |  |  | Grade changed to C15
CW.30.09.002 | C20 Concrete at Invert | cum | 134.6707
CW.30.10.001 | Steel Reinforcement
CW.30.10.001 | Providing and placing of steel reinforcement of grade Fe 500 including cutting, bending, binding, fixing in position and all complete works as per the Specifications and Drawings | ton | 0.59365
SUB-TOTAL
CW.31 | Powerhouse Adit Portal
CW.31.01 | Site Clearance
CW.31.01.001 | Preparation of construction area by clearing, grubbing, uprooting and cutting of trees, removing the roots, carrying and disposal of the uncerviceable materials and stockpiling of serviceable materials at specified area | sqm | 100
CW.31.02 | Excavation: Excavation of various types of materials including necessary haulage, disposal and management of excavated materials etc. all complete as per the Specifications and the Drawings
CW.31.02.001 | Surface Rock Excavation | cum | 2328
CW.31.03 | Rock bolt
CW.31.03.001 | Supplying and Installing of rock bolt (L=3.5m and 25 mm dia.) in fractured rock including drilling and grouting etc. all complete as per the specifications and the drawings | nos | 139
CW.31.04 | Shotcrete Work
CW.31.04.001 | Providing and placing 50 mm thick plain shortcrete including compaction, curing , testing etc. all complete as per the specifications and the drawings | sqm | 20
CW.31.04.002 | Providing and placing 75 mm thick plain shortcrete including compaction, curing , testing etc. all complete as per the specifications and the drawings | sqm | 10
CW.31.04.003 | Providing and placing 100 mm thick plain shortcrete including compaction, curing , testing etc. all complete as per the specifications and the drawings | sqm | 312.5
CW.31.05 | 50 mm dia. 1m long Weep Holes | nos | 105
CW.31.06 | Wiremesh for shotcrete
CW.31.06.001 | 3.5 mm thick Wire mesh (50*50) cm including fixing and anchorage as specified. | sqm | 20
CW.31.06.002 | 4.7 mm thick Wire mesh (100*100) cm including fixing and anchorage as specified. | sqm | 312.5
SUB-TOTAL
CW.32 | Powerhouse Adit Tunnel
CW.32.01 | Excavation works
CW.32.01.001 | Underground Rock exavation in tunnel, irrespective of encountered rock type, including the cost of explosive and all materials, blasting, mucking, provision of air,ventilation , lighting, water, dewatering, pumping, disposal and management of muck within the project site at the location provided by the Employer and all complete as per the specifications. | cum | 825.9686
CW.32.02 | Shotcrete Work
CW.32.02.001 | Providing and placing 100 mm thick steel fibre shortcrete including compaction, curing , testing etc. all complete as per the specifications and the drawings | sqm | 280.6842
CW.32.02.002 | Providing and placing 120 mm thick steel fibre shortcrete including compaction, curing , testing etc. all complete as per the specifications and the drawings | sqm | 112.2737
CW.32.02.003 | Providing and placing 150 mm thick steel fibre shortcrete including compaction, curing , testing etc. all complete as per the specifications and the drawings | sqm | 168.4105
CW.32.02.004 | Providing and placing 50 mm thick plain shortcrete including compaction, curing , testing etc. all complete as per the specifications and the drawings | sqm | 20
CW.32.02.005 | Providing and placing 75 mm thick plain shortcrete including compaction, curing , testing etc. all complete as per the specifications and the drawings | sqm | 10
CW.32.03 | Rock bolt
CW.32.03.001 | Supplying and Installing of rock bolt (L=2.2m and 20 mm dia.) in fractured rock including drilling and grouting etc. all complete as per the specifications and the drawings | Nos | 145
CW.32.03.001 | Supplying and Installing of rock bolt (L=2.5m and 20 mm dia.) in fractured rock including drilling and grouting etc. all complete as per the specifications and the drawings | Nos | 338
CW.32.04 | Spilling Bolts
CW.32.04.001 | Providing and placing of Spiling bolts 6 m long 25mm dia. including drilling, grouting, etc. all complete as per the Specifications and the Drawings. | Nos | 63
CW.32.05 | Cleaning of Invert with transportation and disposal of spoil to the satisfaction of the Engineer | ton | 142.464
CW.32.06 | Concrete Works: Providing and placing of various grades of the concrete including compaction, curing , testing etc. and all complete as per the Specifications and the Drawings
CW.32.06.001 | Concrete grade of C20 (Invert Concrete) | cum | 28.4928
CW.32.07 | Steel Reinforcement
CW.32.07.001 | Providing and placing of steel reinforcement of grade Fe 500 including cutting, bending, binding, fixing in position and all complete works as per the Specifications and Drawings | ton | 2.2367
CW.32.08 | Wiremesh
CW.32.08.001 | Supply and placing of 3.5 mm thick Wire mesh (50*50) mm including fixing and anchorage as specified. | sqm | 10
CW.32.08.002 | Supply and placing of 4.7 mm thick Wire mesh (100*100) mm including fixing and anchorage as specified. | sqm | 56.1368
CW.32.09 | Steel Ribs
CW.32.09.001 | Providing and installing steel ribs or strut of ISMB 150 including fixing materials, tie bars, concrete footing, etc. all complete as per the Specifications and the Drawings. | ton | 1.7212
SUB-TOTAL
SUB-TOTAL OF D
E. POWERHOUSE AND APPURTENANCES CIVIL WORKS
CW.33 | Powerhouse
CW.33.01 | Site Clearance
CW.33.01.01 | Preparation of construction area by clearing, grubbing, uprooting and cutting of trees, removing the roots, carrying and disposal of the uncerviceable materials and stockpiling of serviceable materials at specified area | sqm | 2800
CW.33.02 | Excavation: Excavation of various types of materials including necessary haulage, disposal and management of excavated materials etc. all complete as per the Specifications and the Drawings
CW.33.02.01 | Boulder mixed and common soil | cum | 7897.312
CW.33.02.02 | Surface Rock excavation | cum | 11845.968
CW.33.03 | Backfilling
CW.33.03.01 | Compacted back filling with non-cohesive materials in layers not exceeding 150mm with watering and haulage etc. all complete as per the Drawings and Specification. | cum | 3948.656
CW.33.04 | Concrete Works: Providing and placing of various grades of the concrete including compaction, curing , testing etc. and all complete as per the Specifications and the Drawings
CW.33.04.01 | Concrete Blocks for 9" walls | cum | 1053.09
CW.33.04.02 | Concrete of grade C35 | cum | 61
CW.33.04.03 | Concrete of grade C25 | cum | 3925
CW.33.04.04 | C15 Blinding Concrete | cum | 92
CW.33.04.05 | C15 plum concrete with 30% plum | cum | 885
CW.33.04.06 | High strength(minimum strength of C60) none shrink grout/concrete with small size agreegates | cum | 0.5
CW.33.05 | Steel Reinforcement
CW.33.05.01 | Providing and placing of steel reinforcement of grade Fe 500 including cutting, bending, binding, fixing in position and all complete works as per the Specifications and Drawings | tons | 389.5955
CW.33.06 | Formworks
CW.33.06.01 | Providing, preparing and installing of formwork including necessary supports and removing after completion and all complete works as per the Specifications and Drawings | sqm | 5129
CW.33.07 | Roofing works
CW.33.07.01 | Supply and Fixing of steel truss (including nut bolts, primer paints) | tons | 33
CW.33.07.02 | Providing and Placing CGI sheet | sqm | 1263
CW.33.07.03 | CGI sheet for ridging | sqm | 60
CW.33.07.04 | Gutter around roof | sqm | 152.27
CW.33.08 | Cement Plaster
| Providing and Placing 12.5mm thick cement plaster 1:4 cement and sand as per drawing and specification | sqm | 1454
CW.33.09 | Punning works as per specifications | sqm | 549
CW.33.10 | Providing and fixing wooden doors and windows including frame, shutters, necessary fittings all complete | sqm | 124
CW.33.11 | Fixed Glaze with 3mm thick Shutter | sqm | 540
CW.33.12 | Painting
CW.33.12.01 | Providing and applying two coats of white wash on the external walls including scaffolding etc all complete as per the specification and instruction | sqm | 1454
CW.33.12.02 | Providing and applying two coats of water proof cement paints on the external walls including scaffolding etc all complete as per the specification and instruction | sqm | 1454
CW.33.13 | Barbed Wire Fencing Works | m | 203.6
CW.33.14 | Rock bolt
CW.33.14.01 | Supplying and Installing of rock bolt (L=3m and 25 mm dia.) in fractured rock including drilling and grouting etc. all complete as per the specifications and the drawings | Nos. | 545
CW.33.15 | Shotcrete Work
CW.33.15.01 | Providing and placing 100 mm thick steel fibre shortcrete including compaction, curing , testing etc. all complete as per the specifications and the drawings | sqm | 2275
CW.33.16 | Wiremesh for shotcrete
CW.33.16.01 | Supply and placing of 4.7 mm thick Wire meshed @ 100mm c/c including fixing and anchorage as specified. | sqm | 2275
CW.33.16.02 | Supply and placing of 3.5 mm thick Wire meshed @ 50mm c/c including fixing and anchorage as specified. | sqm | 10
CW.33.17 | Grouting (Contact and/or injection grouting works inclusive of all materials and admixtures but except drilling works required for grouting)
CW.33.17.01 | Ordinary Cement Grouting | tons | 10
CW.33.17.02 | Micro Fine Cement grouting | kg | 100
CW.33.17.03 | Drilling for grouting including the grout pipe | m | 50
CW.33.18 | Anchor Bar
CW.33.18.01 | Supplying and Installing of fully grouted 25mm dia rock anchor of varying length (3.5-8m) including drilling, grouting and all complete works of rock anchoring as per the specifications and the drawings | rm | 1066.6667
CW.33.19 | Elastomeric Bearing
CW.33.19.001 | Supplying and Installing of elastomeric bearing (neoprene) of thickness 25mm to 40mm and load requirement as specified in the construction drawing designed as per IRC:83 (part II) - 2018 | m2 | 12.32
SUB-TOTAL
CW.34 | Switchyard
CW.34.01 | Site Clearance
CW.34.01.01 | Preparation of construction area by clearing, grubbing, uprooting and cutting of trees, removing the roots, carrying and disposal of the uncerviceable materials and stockpiling of serviceable materials at specified area | sqm | 1500
CW.34.02 | Excavation: Excavation of various types of materials including necessary haulage, disposal and management of excavated materials etc. all complete as per the Specifications and the Drawings
CW.34.02.01 | Boulder mixed and common soil | cum | 3729.6
CW.34.02.02 | Surface Rock excavation | cum | 932.4
CW.34.03 | Backfilling
CW.34.03.01 | Compacted back filling with non-cohesive materials in layers not exceeding 150mm with watering and haulage etc. all complete as per the Drawings and Specification. | cum | 1398.6
CW.34.04 | Concrete Works: Providing and placing of various grades of the concrete including compaction, curing , testing etc. and all complete as per the Specifications and the Drawings
CW.34.04.01 | 75mm C15 Blinding Concrete | cum | 75
CW.34.04.02 | Concrete of grade C25 | cum | 724.7473
CW.34.05 | Steel Reinforcement
CW.34.05.01 | Providing and placing of steel reinforcement of grade Fe 500 including cutting, bending, binding, fixing in position and all complete works as per the Specifications and Drawings | tons | 39.49
CW.34.06 | Formworks
CW.34.06.01 | Providing, preparing and installing of formwork including necessary supports and removing after completion and all complete works as per the Specifications and Drawings | sqm | 2527.6601
SUB-TOTAL
CW.35 | Tailrace Culvert
CW.35.01 | Backfilling | cum
CW.35.01.01 | Compacted back filling with non-cohesive materials in layers not exceeding 150mm with watering and haulage etc. all complete as per the Drawings and Specification. | cum | 624.75
CW.35.02 | Formworks | sqm
CW.35.02.01 | Providing, preparing and installing of formwork including necessary supports and removing after completion and all complete works as per the Specifications and Drawings | sqm | 1122
CW.35.03 | Concrete Works: Providing and placing of various grades of the concrete including compaction, curing , testing etc. and all complete as per the Specifications and the Drawings
CW.35.03.01 | Blinding Concrete C15 grade | cum | 30
CW.35.03.02 | Concrete of grade C25 | cum | 667.776
CW.35.04 | Steel Reinforcement
CW.35.04.01 | Providing and placing of steel reinforcement of grade Fe 500 including cutting, bending, binding, fixing in position and all complete works as per the Specifications and Drawings | tons | 52.42
CW.35.05 | Joints: Providing and placing the expansion/ contraction joints all in position as per the drawings and all complete as per the specifications
CW.35.05.01 | Water Bar | m | 100
CW.35.05.02 | Hydroseal | m | 200
CW.35.05.03 | Sealants | m | 100
SUB-TOTAL
CW.36 | River Training works at Powerhouse
CW.36.01 | Site Clearance
CW.36.01.01 | Preparation of construction area by clearing, grubbing, uprooting and cutting of trees, removing the roots, carrying and disposal of the uncerviceable materials and stockpiling of serviceable materials at specified area | sqm | 2500
CW.36.02 | Excavation: Excavation of various types of materials including necessary haulage, disposal and management of excavated materials etc. all complete as per the Specifications and the Drawings
CW.36.02.01 | Boulder mixed and common soil | cum | 5320
CW.36.02.02 | Surface Rock excavation | cum | 1330
CW.36.03 | Backfilling
CW.36.02.01 | Compacted back filling with non-cohesive materials in layers not exceeding 150mm with watering and haulage etc. all complete as per the Drawings and Specification. | cum | 4940
CW.36.04 | Formworks
CW.36.02.01 | Providing, preparing and installing of formwork including necessary supports and removing after completion and all complete works as per the Specifications and Drawings | sqm | 3149
CW.36.05 | Concrete Works: Providing and placing of various grades of the concrete including compaction, curing , testing etc. and all complete as per the Specifications and the Drawings
CW.36.05.01 | Blinding concrete of C15 grade | cum | 85.5
CW.36.05.02 | Structural Concrete (C25) | cum | 2071
CW.36.06 | Steel Reinforcement
CW.36.02.01 | Providing and placing of steel reinforcement of grade Fe 500 including cutting, bending, binding, fixing in position and all complete works as per the Specifications and Drawings | tons | 162.57
CW.36.07 | Boulder Rip-Rap: Providing and placing boulder lining / rip-rap of the specified size with all complete as per Specifications and the Drawings
CW.36.07.01 | Boulder Rip-Rap of 1.5m dia | sqm | 285
CW.36.08 | 0.3m Stone pitching for access road & Floodwall | sqm | 500
CW.36.09 | Joints: Providing and placing the expansion/ contraction joints all in position as per the drawings and all complete as per the specifications
CW.36.09.01 | Water Bar | m | 150
CW.36.09.02 | Hydroseal | m2 | 150
CW.36.09.03 | Sealants | m | 150
SUB-TOTAL
SN | DESCRIPTION | UNIT | ESTIMATED QTY | UNIT RATE (NPR) |  | AMOUNT | REMARKS
|  |  |  | IN FIGURES | IN WORDS | NRs.
CW.37 | Bridge Crossing at Kunaban Head Works
CW.37.01 | Site Clearance
CW.37.01.001 | Preparation of construction area by clearing, grubbing, uprooting and cutting of trees, removing the roots, carrying and disposal of the unserviceable materials and stockpiling of serviceable materials at specified area | sqm | 110
CW.37.02 | Excavation: Excavation of various types of materials including necessary haulage, disposal and management of excavated materials etc. all complete as per the Specifications and the Drawings
CW.37.02.001 | Boulder mixed and common soil | cum | 70.4
CW.37.02.002 | Surface Rock excavation | cum | 70.4
CW.37.03 | Backfilling
CW.37.03.001 | Compacted back filling with non-cohesive materials in layers not exceeding 150mm with watering and haulage etc. all complete as per the Drawings and Specification. | cum | 115.5
CW.037.04 | Concrete Works: Providing and placing of various grades of the concrete including compaction, curing , testing etc. and all complete as per the Specifications and the Drawings | cum
CW.37.04.001 | Blinding concrerte of C15 grade | cum | 0.17634
CW.37.04.002 | Concrete of grade C25 | cum | 158.8159
CW.37.05 | Formworks
CW.37.05.001 | Providing, preparing and installing formwork including necessary supports and removing after completion and all complete works as per the Specifications and Drawings | sqm | 559.7725
CW.37.06 | Steel Reinforcement
CW.37.06.001 | Providing and placing of steel reinforcement of grade Fe 500 including cutting, bending, binding, fixing in position and all complete works as per the Specifications and Drawings | ton | 21.82
CW.37.07 | Rock bolt
CW.37.07.001 | Supplying and Installing of rock bolt (L= 2.2 m and 20 mm dia.) including drilling and grouting etc. all complete as per the specifications and the drawings and testing as per the specifications | Nos. | 60
CW.37.08 | Stone masonry Works
CW.37.08.001 | Stone masonry Works in 1:4 cement mortar with all materials and all complete as per the Specifications and the Drawings | cum | 50.435
CW.37.09 | Expansion Joint Material (Providing and placing the expansion/ contraction joints all in position as per the drawings and all complete as per the specifications)
CW.37.09.001 | Water Bar | m | 16.5
CW.37.09.002 | Seleant | m | 16.5
CW.37.09.003 | Hydroseal/joint filler | m2 | 148.5
CW.37.10 | Guard Railings
CW.07.06.001 | Supplying and Installing of railings of ISNB 40M as per the specifications and the drawing. | rm | 249.6
CW.37.11 | Elastomeric Bearing
CW.37.11.001 | Supplying and Installing of elastomeric bearing (neoprene) of thickness 25mm to 40mm and load requirement as specified in the construction drawing designed as per IRC:83 (part II) - 2018 | m2 | 3.36
[5 empty] | SUB-TOTAL |  |  | TOTAL
Note on B42: Shyam Bhusal: Myagdi has been overwritten with Kunaban
Note on D168: Bishal Koirala: Nominal area provisioned
Note on I168: Bishal Koirala: Rate approx 80% of below
Note on D201: Bishal Koirala: nominal amount provisioned
Note on E362: Shyam Bhusal: Delete it
Note on I428: Bishal Koirala: Rate?
Note on I429: Bishal Koirala: Rate?
Note on H522: Bishal Koirala: Wire mesh?
Note on B552: Shyam Bhusal: Deleted

## 3.Dayworks schedule for Tender (hidden)
DAYWORK SCHEDULE
Myagdi Khola Hydropower Project
Dayworks Schedule
Item | Description | Unit | Rate in Figures (NRs) | Rate in Words | Remarks (if any)
( NRs)
P | LABOUR
P.1 | Foreman, skilled labour | hr
P.2 | Foreman, unskilled labour | hr
P.3 | Labourer, highly-skilled: | hr
P.4 | - Heavy equipment operator, more than 25 t
P.5 | Skilled labourer: | hr
P.6 | Medium equipment operator
P.7 | -Truck driver from 10 to 25 t
P.8 | Semi-skilled labourer: | hr
P.9 | - Light equipment operator
P.10 | Semi-skilled labourer: | hr
P.11 | - Motor vehicle driver, less than 10 t
P.12 | Unskilled labourer: | md
- Guard, Porter, Cleaner, general support labourer
P.13 | Mason | md
P.14 | Carpenter | md
P.15 | Steel fixer | md
Q | PLANT AND EQUIPMENT
EARTH MOVING (CAPACITY. ENGINE)
Q.1 | Dozer with ripper, 132 kV | hr
Q.2 | Dozer ripper, 160 kW | hr
Q.3 | Dozer ripper, 212 kW | hr
Q.4 | Crawler loader, 1.5 m3, 80 kW | hr
Q.5 | Crawler loader, 2.8 m3, 157 kW | hr
Q.6 | Wheel loader, 2.0 m3, 90 kW | hr
Q.7 | Wheel loader, 3.0 m3, 115 kW | hr
Q.8 | Wheel Loader, 4.0 m3, 235 kW | hr
Q.9 | Excavator, backhoe, 4.0 m, 280 kW | hr
Q.10 | Excavator, backhoe, 1.7 m3, 150 kW | hr
Q.11 | Excavator, backhoe, 1.0 m3, 100 kW | hr
Q.12 | Excavator, rock shovel; 2.0 m3, 150 kW | hr
Q.13 | Excavator, rock shovel; 4.0 m3, 200 kW | hr
R | VEHICLES (PAYLOAD. ENGINE)
R.1 | Dump Truck, rigid; 38 t, 340 kW | hr
R.2 | Dump Truck, rigid; 32 t, 280 kW | hr
R.3 | Dump Truck, artic.; 35 t, 240 kW | hr
R.4 | Lorry, 4-wheel drive; 19 t, 200 kW | hr
R.5 | Lorry, 4-wheel drive; 12 t, 150 KW | hr
R.6 | Truck with auxiliary crane; 11 t, 177 kW | hr
R.7 | Truck tractor; 300 kW | hr
R.8 | Trailer; 80 t | hr
R.9 | Forklift all terrain; 4 t. 50 kW | hr
S | CONCRETE EQUIPMENT
S.1 | Transit mix truck. (5 m3 concrete) | hr
S.2 | Transit mix truck. (2 m3 concrete) | hr
S.3 | Concrete pump; 20 m3/h, 75 bar, 38 kW | hr
S.4 | Concrete pump; 80 m3/h, 100 bar, 90 kW | hr
S.5 | Concrete pumping equipment, incl. pressure pipe elbow, bends and fittings; DN 125, Length: 100 m | hr
S.6 | Concrete internal vibrator, pneumatic; DN 50 | hr
S.7 | Concrete internal vibrator, Electro; DN 50 | hr
T | ROAD CONSTRUCTION EQUIPMENT
T.1 | Grader; 3 m, 50 kW | hr
T.2 | Roller; 8 t, 38 kW | hr
T.3 | Vibro-roller; 10 t, 80 kW | hr
T.4 | Soil compactor; 75 cm, 60 kW | hr
U | MISCELLANEOUS EQUIPMENT
U.1 | Mobile crane; 30 X 3 m, 109 KW | hr
U.2 | Mobile crane; 60 X 3 in, 188 kW | hr
U.3 | Air compressor; 10 m3, 7 bar | hr
U.4 | Air compressor; 21 m3, 7 bar | hr
U.5 | Generator, water cooled, portable; 30 kVa | mon
U.6 | Generator, water cooled, portable; 90 kVa | mon
U.7 | Generator, water cooled, portable; 225 kVa | mon
U.8 | Water pump, (Electrical 5HP) | hr
U.9 | Water pump, (Electrical 7.5HP) | hr
V | DRILLING AND GROUTING
V.1 | Hand operated rock drill | hr
V.2 | Grouting equipment, with automatic quantity pressure and time recorder, including setting up and moving on site | hr
W | CONSTRUCTION MATERIALS
W.1 | Cement Portland, type I, bulk | ton
W.2 | Cement Portland, type II, bulk | ton
W.3 | Cement Portland, type V, bulk | ton
W.4 | Fly ash | ton
W.5 | Pozzolana | ton
W.6 | Bentonite | ton
W.7 | Accelerator | kg
W.8 | Retarder | kg
W.9 | Superplasticiser | kg
W.10 | Reinforcement bars Fe 415 | ton
W.11 | Reinforcement bars Fe 500 | ton
W.12 | Steel wire mesh for reinforcement, DIN 500/550 | ton
W.13 | Crushed aggregate coarse | m3
W.14 | Crushed aggregate fine | m3
W.15 | River bed sand | m3
W.16 | First class brick | Per 1000 no.

## BoQ Summary_with cost (hidden)
MYAGDI KHOLA HYDROPOWER PROJECT
Summary of Bill of Quantities for Construction of Civil Works
S.N. | DESCRIPTION OF COMPONENT | AMOUNT | REMARKS |  | Remarks
NPR
#REF!
A.1.General Items
CW.01 | General Items |  |  | A |  | Final Tender Cost | #REF!
CW.02 | A.2. Temporary river Diversion During Construction for Surface Works
CW.02.1 | Temporary river Diversion, draining, dewatering, pumping During Construction of Myagdi Headworks | [5 empty] | #REF! | 25718437.02 | #REF!
CW.02.2 | Temporary river Diversion, draining, dewatering, pumping During Construction of Kunaban Headworks | [5 empty] | #REF! | 26345285.72 | #REF!
CW.02.3 | Temporary river Diversion, draining, dewatering, pumping During Construction of other surface works of the Project (Note: The dewatering of underground works shall be deemed to be included with the rates of underground excavation) | [5 empty] | #REF!
#REF!
A1
#REF! | #REF! | [5 empty] | #REF! | 36492905.09 | #REF!
#REF! | #REF! |  |  | #REF! |  | 33872469 | #REF! | 87618444.32 | #REF!
#REF! | #REF! |  |  | #REF! |  | 485355988 | #REF! | 115484609.46 | #REF! | Due to Lesser Rock Cutting
#REF! | #REF! |  |  | #REF! |  | 42950489 | #REF! | 22222708.98 | #REF!
#REF! | #REF! |  |  | #REF! |  | 43334387 | #REF! | 105232938.11 | #REF! | #REF! | #REF!
#REF! | #REF! | [5 empty] | #REF! |  | #REF!
#REF! | #REF! | [5 empty] | #REF! |  | #REF!
#REF! | #REF! | [5 empty] | #REF! |  | #REF!
#REF! | #REF! | [5 empty] | #REF! |  | #REF!
| #REF! | [7 empty] | 0
#REF! | #REF! | [5 empty] | #REF! | 54835853.67 | #REF!
#REF! | #REF! | [5 empty] | #REF! | 193768769.21 | #REF! | Due to change in boulder weir
#REF! | #REF! | [5 empty] | #REF! | 97338436.76 | #REF! | Due to increase in size of undersluice
#REF! | #REF! | [5 empty] | #REF! | 35946523.05 | #REF!
#REF! | #REF! |  |  | #REF! |  | 319750607 | #REF! | 480081819.45 | #REF!
| #REF! | [7 empty] | 0
#REF! | #REF! |  |  | #REF! |  | 25858127 | #REF! | 65866887.49 | #REF!
#REF! | #REF! |  |  | #REF! |  | 7712061 | #REF! | 20425266.99 | #REF!
#REF! | #REF! |  |  | #REF! |  | 8312708 | #REF! | 1323443637.2667 | #REF!
#REF! | #REF! |  |  | #REF! |  | 913850 | #REF! | 93925547.65 | #REF!
#REF! | #REF! | [5 empty] | #REF!
#REF! | #REF! |  |  | #REF! |  | 34382804 | #REF! | 6544532.68 | #REF!
#REF! | #REF! |  |  | #REF! |  | 878825660 | #REF! | 116973237.29 | #REF!
#REF! | #REF! | [5 empty] | #REF! | 32997340.69 | #REF!
#REF! | #REF! |  |  | #REF! |  | 58674560 | #REF! | 210335885.93 | #REF!
#REF! | #REF! |  |  | #REF! |  | 7740021 | #REF! | 18270827.51 | #REF!
#REF! | #REF! |  |  | #REF! |  | 97576532 | #REF! | 16498670.35 | #REF!
#REF! | #REF! | [5 empty] | #REF! | 15606252.18 | #REF!
#REF! | #REF! | [5 empty] | #REF! | 172567862.14 | #REF!
#REF! | #REF! | [5 empty] | #REF! | 11099244 | #REF!
#REF! | #REF! | [5 empty] | #REF! | 21630276.78 | #REF!
| #REF! | [7 empty] | 0
#REF! | #REF! | [5 empty] | #REF! | 228841052.21 | #REF!
#REF! | #REF! |  |  | #REF! |  | 213144555 | #REF! | 24912024.22 | #REF!
#REF! | #REF! |  |  | #REF! |  | 20929257 | #REF! | 20985235.82 | #REF!
#REF! | #REF! |  |  | #REF! |  | 22341793 | #REF! | 71650177.82 | #REF!
#REF! | Provisional Sum |  |  | 90000000 |  |  |  |  | 0
#REF! | Provisional sum for site specific new items | 40000000 |  |  |  |  | 40000000 |  | -40000000
#REF! | Provisional sum for price adjustment as per the provision of Clause 13.8 [Price Adjustment] of the Conditions of Contract | 10000000 |  |  |  |  | 10000000 |  | -10000000
T1 | Total of Item CW.01 to CW.36 | [5 empty] | #REF! | 3753660689.8567 | #REF! | #REF!
T2 | #REF! | [5 empty] | 50000000 |  | -50000000
T3 | Value Added Tax (VAT) @13% of T1 | [5 empty] | #REF! |  | #REF!
GT | Total Contract Amount Including VAT (T1+T3) | [5 empty] | #REF! |  | #REF!
| Total Surface Civil Works |  |  | #REF! |  | 1488349326.51
| Total Underground Civil Works |  |  | #REF! |  | 979623044
| Base Cost of Civil |  |  | #REF! |  | 2467972371
| Total Project Cost including VAT, mill.NRs |  |  |  |  | 5550

## Myagdi Diversion (hidden)
JOB TITLE : | MYAGDI KHOLA HPP (65 MW)
JOB NO. : | 930100
SUBJECT : | ESTIMATE |  |  |  | Cal. By: |  | B.K
STRUCTURE : | MYAGDI DIVERSION WORKS |  |  |  | Checked By: |  | S.L
DWG NO. : |  |  |  |  | Date: |  | 2023-01-16
S.N. | DESCRIPTION | UNIT | NOS. | LENGTH | BREADTH | HEIGHT | AREA | PERIMETER | QUANTITY | Rate (Nrs) |  | REMARKS
1 | Site Clearance | m2 |  |  |  |  | 1650 |  | 1650
[8 empty] | Total | 1650 | 40.5 | 66825
2 | Earthwork in Excavation | m3
| U/S Earthern dam Phase 1 |  | 1 | 42 |  |  | 0.78 |  | 32.76
| U/S Stone masonry Phase 1 |  | 1 | 70.302 |  |  | 2.064 |  | 145.1033 |  |  | u/s of weir crest
| D/S Stone masonry Phase 1 |  | 1 | 56.581 |  |  | 4.767 |  | 269.7216 |  |  | d/s of weir crest
| U/S Earthern dam Phase 1I |  | 1 | 19.42 |  |  | 0.611 |  | 11.8656
[8 empty] | Total | 459.4506 | 320 | 147024.184
3 | Backfilling | m3
| U/S Earthern dam Phase 1 |  | 1 | 32.92 |  |  | 11.334 |  | 373.1153 |  |  | Compacted backfill in dam
| U/S Earthern dam Phase 1I |  | 1 | 19.42 |  |  | 11.646 |  | 226.1653
[8 empty] | Total | 599.2806 | 210 | 124641.3
4 | Clay Core
| U/S Earthern dam Phase 1 |  | 1 | 32.92 |  |  | 4.336 |  | 142.7411
| U/S Earthern dam Phase 1I |  | 1 | 19.42 |  |  | 4.336 |  | 84.2051
[8 empty] | Total | 226.9462 | 300 | 68083.872
4 | C15 Blinding Concrete | m3
| U/S Stone masonry Phase 1 |  | 1 | 70.302 | 2.68 | 0.075 |  |  | 14.1307
| D/S Stone masonry Phase 1 |  | 1 | 56.581 | 2.68 | 0.075 |  |  | 11.3728
| U/S Stone masonry Phase 1I |  | 1 | 21.17 | 2.68 | 0.075 |  |  | 4.2552
| D/S Stone masonry Phase 1I |  | 1 | 71.2 | 2.68 | 0.075 |  |  | 14.3112
[8 empty] | Total | 44.0699 | 13500 | 594943.0155
5 | Stone Masonry | m3
| U/S Stone masonry Phase 1 |  | 1 | 70.302 |  |  | 8.547 |  | 600.8712
| D/S Stone masonry Phase 1 |  | 1 | 56.581 |  |  | 7.374 |  | 417.2283
| U/S Stone masonry Phase 1I |  | 1 | 21.17 |  |  | 5.248 |  | 111.1002
| D/S Stone masonry Phase 1I |  | 1 | 71.2 |  |  | 5.248 |  | 373.6576
[8 empty] | Total | 1502.8572 | 9500 | 14277143.856
6 | PVC Sheet | m2
| U/S Earthern dam Phase 1 |  | 1 | 32.92 |  |  |  | 10.7 | 352.244
| U/S Earthern dam Phase 1I |  | 1 | 19.42 |  |  |  | 10.7 | 207.794
[8 empty] | Total | 560.038 | 750 | 420028.5
7 | Boulder Riprap | m3
| U/S Earthern dam Phase 1 |  | 1 | 32.92 | 18.9 | 0.3 |  |  | 186.6564 |  |  | 0.3 m deep boulders
| U/S Stone masonry Phase 1 |  | 1 | 34.8 | 15.89 | 0.3 |  |  | 165.8916
| D/S Stone masonry Phase 1 |  | 1 | 91.78 | 20.07 | 0.3 |  |  | 552.6074
| U/S Earthern dam Phase 1I |  | 1 | 19.42 | 22.66 | 0.3 |  |  | 132.0172
[8 empty] | Total | 1037.1725 | 3979 | 4126909.5367
[10 empty] | Total | 19825599.2642
Component Cost

## M. Headworks river protection (hidden)
JOB TITLE : | MYAGDI KHOLA HPP (65 MW)
JOB NO. : | 930100
SUBJECT : | ESTIMATE | [7 empty] | Cal. By: | S.P
STRUCTURE : | MYAGDI HEADWORKS RIVER PROTECTION | [7 empty] | Checked By: | S.L
DWG NO. : | [8 empty] | Date: | 2022-04-15
SN | DESCRIPTION | UNIT | NOS | LENGTH | BREADTH | HEIGHT | PERIMETER | AREA | QUANTITY | REMARKS | UNIT RATE | COST
1 | Site clearance | sqm
| Upstream RipRap area |  | 1 |  |  |  |  | 485 | 533.5 | Plan Area
| Downstream Riprap area |  | 1 |  |  |  |  | 450 | 495
[8 empty] | TOTAL | 1028.5 |  | 40.5 | 41654.25
2 | Excavation in Boulder Mixed Soil
| Upstream RipRap area |  |  |  | 22 |  |  | 41 | 902
| Downstream Riprap area |  |  |  | 16.5 |  |  | 100 | 1650
[8 empty] | TOTAL | 2552
[9 empty] | 1020.8 | 40% Common Soil | 320 | 326656
[9 empty] | 1531.2 | 60% Hard Soil | 1350 | 2067120
2 | Backfilling (Compacted Earth) | cum
| Upstream RipRap area |  | 1 | [5 empty] | 90.2
| Downstream Riprap area |  | 1 | [5 empty] | 165
[8 empty] | TOTAL | 255.2 | Common Backfill | 210 | 53592
3 | 75 mm thick Blinding Concrete (C15) | cum
| Upstream RipRap area |  | 1 |  |  | 0.075 |  | 485 | 36.375
| Downstream Riprap area |  | 1 |  |  | 0.075 |  | 450 | 33.75
[8 empty] | TOTAL | 70.125 |  | 13500 | 946687.5
8 | 1m Dia. Boulder Riprap | sqm
| Upstream RipRap area |  | 1 |  |  |  |  | 485 | 485 | Plan Area
| Downstream Riprap area |  | 1 |  |  |  |  | 450 | 450 | Plan Area
[8 empty] | TOTAL | 935 |  | 4956.5 | 4634327.5
[11 empty] | TOTAL | 8070037.25
Seven Crore Six Lakh
#NAME?
5.6333
232.375
Component Cost
Note on F16: Sandeep Poudel: Average Width
Note on F17: Sandeep Poudel: Average Width

## M. Weir & Stillingbasin (hidden)
JOB TITLE : | MYAGDI KHOLA HPP (65 MW)
JOB NO. : | 930100
SUBJECT : | ESTIMATE | [7 empty] | Cal. By: | S.P
STRUCTURE : | MYAGDI WEIR AND STILLING BASIN | [7 empty] | Checked By: | S.L
DWG NO. : | [8 empty] | Date: | 2022-04-15
SN | DESCRIPTION | UNIT | NOS | LENGTH | BREADTH | HEIGHT | PERIMETER | AREA | QUANTITY | REMARKS | UNIT RATE | COST |  |  |  |  | Rate | Amount
1 | Site Clearance | sqm
| Weir |  | 1 |  |  |  |  | 545 | 599.5
| Stilling Basin |  | 1 |  |  |  |  | 375 | 412.5 | Plan Area
[8 empty] | TOTAL | 1012 |  | 40.5 | 40986 |  |  | U/S area | D/S area | 29.85 | 30208.2
2 | Excavation | cum | [10 empty] | U/S & D/S Glacis
| Upstream Apron |  | 1 |  | 15.85 |  |  | 27 | 427.95 |  |  |  | D/S Glacis & Stilling end |  | D/S area | Stilling end
| Weir |  | 1 | 35.68 |  |  |  | 79.6667 | 2842.5067
| Stilling Basin |  | 1 | 35.9 |  |  |  | 230 | 8257
[8 empty] | TOTAL | 3842.4856 | [7 empty] | 377.19 | 1449347.1267
[9 empty] | 1921.2428 | 50% Common Soil | 320 | 614797.6889
[9 empty] | 1921.2428 | 50% Hard Soil | 1350 | 2593677.75
3 | Earthwork in Backfilling
| Upstream Apron |  | 1 |  | 15.85 |  |  | 15 | 237.75
| Stilling Basin |  | 1 |  | 21 |  |  | 9 | 189
[8 empty] | TOTAL | 426.75 | Common Backfilling | 210 | 89617.5
4 | Formworks
Upstream Apron
| Vertical Wall |  | 2 |  | 15.85 | 4 |  | 63.4 | 126.8
| Side face |  | 2 |  |  |  |  | 7.623 | 15.246
Weir Body
| U/S Cutoff |  | 1 |  | 15.37 | 7.5 |  | 115.275 | 115.275
| D/S Cutoff |  | 1 |  | 12 | 4.5 |  | 54 | 54
| Formwork for sides |  | 2 |  |  |  |  | 175.913 | 0
Stilling Basin
| US cutoff |  | 1 |  | 21 | 4.5 |  | 94.5 | 94.5
| DS cutoff |  | 1 |  | 21 | 5.6 |  | 117.6 | 117.6
| Formwork for sides |  | 2 |  |  |  |  | 129.27 | 0
[8 empty] | TOTAL | 523.421 |  | 1285 | 672595.985
5 | 75 mm thick Blinding Concrete (C15) | sqm
| Upstream Apron |  | 1 | 2.4 | 15.85 | 0.075 |  | 2.853 | 0.21397 | Plan Area
| Weir Body |  | 1 | 42.5 | 13.8 | 0.075 |  | 43.9875 | 3.2991
| Stilling Basin |  | 1 | 37 | 21 | 0.075 |  | 58.275 | 4.3706
[8 empty] | TOTAL | 7.8837 |  | 13500 | 106429.4437 |  | B from plan |  |  | 14630.41 | 115341.2147
6 | Structural Concrete (C25) | cum
| Upstream Apron |  | 1 |  | 15.85 |  |  | 7.623 | 120.8246
Weir Body
| Weir Body |  | 1 |  | 12 |  |  | 130.875 | 1570.5
| Weir body (edges) |  | 1 |  | 2 |  |  | 175.913 | 351.826
| Stilling Basin |  | 1
| Stilling Basin |  | 1 |  | 19 |  |  | 63.792 | 63.792
| Stilling Basin(edges) |  | 1 |  | 2 |  |  | 129.274 | 129.274
[8 empty] | TOTAL | 2236.2166 |  | 17500 | 39133789.625 |  |  |  |  | 18524.06 | 41423809.5452
7 | C20 Plum concrete (40% plum) | cum
| Weir |  | 1 |  | 12 |  |  | 45.038 | 540.456
| Stilling Basin |  | 1 |  | 19 |  |  | 65.482 | 1244.158
[8 empty] | TOTAL | 1784.614 |  | 15000 | 26769210 |  |  |  |  | 20967.58 | 37419036.8141
8 | Hardstone Lining | cum
| Weir |  | 1 | 27.5 | 14 | 0.5 |  | 385 | 192.5
| Stilling Basin |  | 1 | 5 | 6 | 0.5 |  | 30 | 15
[8 empty] | TOTAL | 207.5
9 | C50 structural concrete for 0.4 X 0.5 Beam @ 2.4m C/C Spacing | cum
Weir
| Along Width | 6 |  |  | 14 |  |  | 0.2 | 33
| Along Length | 12 |  | 27.5 |  |  |  | 0.2 | 33.6
Stilling Basin
| Along Width | 9 |  |  | 21 |  |  | 0.2 | 9
| Along Length | 3 |  | 5 |  |  |  | 0.2 | 12.6
[8 empty] | TOTAL | 88.2
10 | Reinforcement | ton
| Reinforcements for C25 |  |  | @ 1% of Volume of C25 concrete |  |  |  |  | 131.66
| Reinforcements for C50 |  |  | @ 1% of Volume of C50 concrete |  |  |  |  | 5.19
[8 empty] | TOTAL | 136.85 |  | 130000 | 17790500 |  | @ 0.4% of Volume of C20 concrete |  |  | 128761.68 | 17621035.908
@ 1.1% of Volume of C25 concrete
11 | Providing and placing the expansion/ contraction joints all in position as per the drawings and all complete as per the specifications | [16 empty] | 98058778.8087
11.1 | Water Bar | m
|  |  | 3 | 14 |  |  |  |  | 42
[8 empty] | TOTAL | 42 |  | 1693 | 71106
11.2 | Seleant | m | 3 | 14 |  |  |  |  | 42 | [5 empty] | Along Length wise |  | 157.625
[8 empty] | TOTAL | 42 |  | 1245 | 52290 |  |  | Along width wise |  | 80
11.3 | Hydroseal | m2 | 3 | 63 |  |  |  |  | 378
[8 empty] | TOTAL | 378 |  | 1208 | 456624
[11 empty] | TOTAL | 88391623.9926
Twenty Six Crores Fifty Seven Lakhs
1245
1208
1693
BOQ
Component Cost
BOQ
Component Cost
Note on I31: Sandeep Poudel: Cross sectional Area
Note on I35: Sandeep Poudel: Cross sectional area of weir body
Note on I39: Sandeep Poudel: Cross sectional area of stilling basin along Lenght
Note on R82: Susan Vaidya: Weir + Stilling portion
Note on R84: Susan Vaidya: U/S & D/S ends

## M. Undersluice trashpassage (hidden)
JOB TITLE : | MYAGDI KHOLA HPP (65 MW)
JOB NO. : | 930100
SUBJECT : | ESTIMATE | [7 empty] | Cal. By: | S.P
STRUCTURE : | MYAGDI UNDERSLUICE & TRASH PASSAGE | [7 empty] | Checked By: | S.L
DWG NO. : | [8 empty] | Date: | 2023-01-16
SN | DESCRIPTION | UNIT | NOS | LENGTH | BREADTH | HEIGHT | PERIMETER | AREA | QUANTITY | REMARKS | Unit Rate | Cost
1 | Site Clearance | sqm
| Undersluice |  | 1 |  |  |  |  | 510 | 561
| Trash Passage |  | 1 |  |  |  |  | 55 | 60.5
[8 empty] | TOTAL | 621.5 |  | 40.5 | 25170.75
2 | Excavation | cum
| U/S Areaof Undersluice |  | 1 |  | 10 |  |  | 107.5 | 1075
| Undersluice Body |  | 1 | 35.71 |  |  |  | 69 | 2463.99
| Trash Passage |  | 1 |  | 2.2 |  |  | 52 | 137.28
[8 empty] | TOTAL | 3676.27
[9 empty] | 735.254 | 20% Common Soil | 320 | 235281.28
[9 empty] | 2941.016 | 80% Hard Soil | 1350 | 3970371.6
3 | Backfilling (Compacted Earth) | cum
| U/S Areaof Undersluice |  | 1 | [5 empty] | 107.5
| Undersluice Body |  | 1 |  | 10.7 |  |  | 9 | 96.3
| Trash Passage |  | 1 |  | 2.2 |  |  | 20.6 | 54.384
[8 empty] | TOTAL | 258.184 | Common Backfilling | 210 | 54218.64
4 | Formwork | sqm
Undersluice Body
| Wall near weir |  | 2 |  |  |  |  | 440 | 880
| Middle Wall |  | 2 |  |  |  |  | 370 | 740
| Wall near trashpassage |  | 2 |  |  |  |  | 371 | 742
Undersluice Gate
| Vertical wall |  | 4 |  | 2.5 | 12.7 |  | 31.75 | 127
| Top slab bottom support |  | 2 |  | 2.5 | 8.2 |  | 20.5 | 41
Trash Passage
| Trash Passage Wall |  | 2 |  |  |  |  | 131 | 262
[8 empty] | TOTAL | 2792 |  | 1285 | 3587720
5 | 75 mm thick Blinding Concrete (C15) | cum
| U/S Area of Undersluice |  | 1 |  |  | 0.075 |  | 126 | 9.45
| Undersluice Body |  | 1 | 40 | 9.5 | 0.075 |  | 380 | 28.5
| Trash Passage |  | 1 |  |  | 0.075 |  | 60 | 4.5
[8 empty] | TOTAL | 42.45 |  | 13500 | 573075
6 | Structural Concrete (C25) | cum
| U/S Area of Undersluice |  | 1 |  |  | 1 |  | 126 | 126
Undersluice Body
| Base Slab |  | 1 |  | 9.5 |  |  | 102.3 | 971.85
Walls
| Wall near weir |  | 1 |  | 1 |  |  | 440 | 440
| Middle wall |  | 1 |  | 1 |  |  | 370 | 370
| Middle wall (addition for 1.5m) |  | 1 | 8.2 | 0.5 | 15.6 |  | 127.92 | 63.96
| Wall near trash passage |  | 1 |  | 1 |  |  | 371 | 371
Undersluice Gate
| Breast wall and top slab |  | 2 |  |  |  | 2.5 | 9.9 | 49.5
Trash Passage
| Bottom Slab |  | 1 | 23.866 |  |  |  | 2.2 | 52.5052
| Side wall |  | 1 |  | 1 |  |  | 131 | 131
[8 empty] | TOTAL | 2575.8152 |  | 17500 | 45076766
6 | Beams for Hardstone Lining (C50) | cum
| U/S Area of Undersluice |  | 13 | 9.69 | 0.4 | 0.5 |  | 2.6 | 25.194
| Undersluice Body |  | 10 | 6.5 | 0.4 | 0.5 |  | 2 | 13
[8 empty] | TOTAL | 38.194
7 | Reinforcement | ton
| Reinforcements for C25 concrete |  |  | @ 1% of Volume of C25 concrete |  |  |  | 1% | 202.2015
[8 empty] | TOTAL | 202.2015 |  | 130000 | 26286194.116
8 | 0.4 m Hard Stone Lining | sqm
| U/S area of Undersluice |  | 1 |  |  |  |  | 126 | 126
| Undersluice |  | 1 | 30.6 | 6.5 |  |  | 198.9 | 198.9
[8 empty] | TOTAL | 324.9 |  | 15000 | 4873500
9 | 16mm Steel Lining | sqm
Undersluice wall
| Wall near weir |  | 1 | 54 |  | 1.5 |  | 81 | 81
| Middle wall |  | 2 | 18.5 |  | 1.5 |  | 27.75 | 55.5
| Wall near trashpassage |  | 1 | 23.51 |  | 1.5 |  | 35.265 | 35.265
[8 empty] | TOTAL | 171.765
10 | Providing and placing the expansion/ contraction joints all in position as per the drawings and all complete as per the specifications
10.1 | Water Bar | m
|  |  | 1 | 11 |  |  |  |  | 11
[8 empty] | TOTAL | 11 |  | 1693 | 18623
10.2 | Seleant | m | 1 | 11 |  |  |  |  | 11
[8 empty] | TOTAL | 11 |  | 1245 | 13695
10.3 | Hydroseal | m2 | 1 | 66 |  |  |  |  | 66
[8 empty] | TOTAL | 66 |  | 1208 | 79728
[11 empty] | TOTAL | 84714615.386
Eleven Crores Twenty Six Lakhs
Component Cost
Note on F17: Sandeep Poudel: Average width

## M. Intake Gtrap (hidden)
JOB TITLE : | MYAGDI KHOLA HPP (65 MW)
JOB NO. : | 930100
SUBJECT : | ESTIMATE | [7 empty] | Cal. By: | S.P
STRUCTURE : | MYAGDI INTAKE AND GRAVEL TRAP | [7 empty] | Checked By: | S.L
DWG NO. : | [8 empty] | Date: | 2023-01-16
S.N. | DESCRIPTION | UNIT | NOS. | LENGTH | BREADTH | HEIGHT | AREA | PERIMETER | QUANTITY | REMARKS | UNIT RATE | COST
1 | Site Clearance | m2
| Intake and Gravel Trap |  | 1 |  |  |  | 115 |  | 138
| Gravel flushing |  | 1 |  |  |  | 65 |  | 78
| Inlet Portal Gate Area |  | 1 |  |  |  | 25 |  | 30
[8 empty] | Total | 246 |  | 40.5 | 9963
2 | Earthwork in Excavation | m3
| Intake and Gravel Trap |  | 1 | 11 |  |  | 190 |  | 2090
| Gravel flushing canal |  | 1 |  | 1.8 |  | 335 |  | 663.3
| Inlet Portal Gate |  | 1 |  | 10.2 |  | 200 |  | 2244
[8 empty] | Total | 4997.3
[9 empty] | 999.46 | 20% Common Soil
[9 empty] | 3997.84 | 80% Hard Soil
3 | Earthwork in Backfill | m3
| Intake and Gravel Trap |  | 1 | 11 |  |  | 23.5 |  | 258.5
| Gravel Flushing Canal |  | 1 | [5 empty] | 66.33
| Inlet Portal Gate Area | [7 empty] | 224.4
[8 empty] | Total | 549.23 | Compacted Backfill | 210 | 115338.3
4 | C15 Blinding Concrete | m3
| Intake and gravel trap |  | 1 |  |  | 0.075 | 115 |  | 8.625
| gravel flushing canal |  | 1 |  |  | 0.075 | 65 |  | 4.875
| Inlet Portal Gate Area |  | 1 |  |  | 0.075 | 25 |  | 1.875
[8 empty] | Total | 15.375 |  | 13500 | 207562.5
6 | C25 Concrete | m3
Intake and Gravel Trap
| Bottom Slab |  | 1 |  | 10.2 |  | 31.77 |  | 324.054
| Side walls |  | 2 |  | 1 |  | 93.476 |  | 186.952
| Middle wall |  | 1 |  | 1 |  | 28.143 |  | 28.143
| End wall |  | 1 | 10.2 | 1 | 7.85 |  |  | 80.07
| End wall opening deduction |  | 1 |  | 3 | 3.4 |  |  | -10.2
Intake Gate operating Platform
| Breast wall and gate operating platform |  | 2 |  | 3.6 |  | 4.464 |  | 32.1408
Gravel Flushig Gate Structure
| Side walls |  | 2 | 4.3 | 0.7 | 10.27 |  |  | 61.8254
| Breast wall and top slab |  | 1 |  | 1.2 |  | 5.972 |  | 7.1664
Gravel flushing canal
| Canal |  | 1 | 25.4 |  |  | 2.52 |  | 64.008
Inlet Portal Gate Area
| Slabs and breast wall |  | 1 |  | 3 |  | 8.82 |  | 26.46
| Side walls |  | 2 | 5 | 0.7 | 7 |  |  | 49
[8 empty] | Total | 849.6196 |  | 17500 | 14868343
7 | Formworks | m2
Intake and Gravel Trap
| Bottom Slab |  | 2 |  |  |  | 31.77 |  | 63.54
| Side walls |  | 4 |  |  |  | 93.476 |  | 373.904
| Middle wall |  | 2 |  |  |  | 28.143 |  | 56.286
| End wall |  | 2 | 10.2 |  | 7.85 |  |  | 160.14
| End wall opening deduction |  | 2 |  | 3 | 3.4 |  |  | -20.4
Intake Gate operating Platform
| Vertifcal wall |  | 2 |  | 3.6 | 7.2 |  |  | 51.84
| Slab bottom support |  | 2 | 3.4 | 3.6 |  |  |  | 24.48
Gravel Flushig Gate Structure
| Side walls |  | 4 | 4.3 |  | 10.27 |  |  | 176.644
| Breast wall |  | 4 |  | 1.2 | 7.97 |  |  | 38.256
| Slab bottom support |  | 1 | 4.5 | 1.2 |  |  |  | 5.4
Gravel flushing canal
| Side wall |  | 1 | 25.4 |  | 2.2 |  |  | 55.88
| Slab bottom support |  | 1 | 25.4 | 1.2 |  |  |  | 30.48
Inlet Portal Gate Area
| Side wall |  | 4 | 5 | 0.7 | 7 |  |  | 98
| Breast wall |  | 4 |  | 3 | 3.25 |  |  | 39
| Slab bottom support |  | 1 | 5 | 3 |  |  |  | 15
[8 empty] | Total | 1168.45 |  | 1285 | 1501458.25
8 | Reinforcement | ton
| Intake, gravel trap & Flushing | [5 empty] | 1% of C25 Concrete |  | 66.6951
[8 empty] | Total | 66.6951 |  | 130000 | 8670368.018
9 | 30 cm thick Hard stone lining | sqm
| Intake and Gravel Trap |  | 1 | 7.4 | 8.2 |  |  |  | 60.68
| Gravel Flushing canal |  | 1 | 25.4 | 1.2 |  |  |  | 30.48
[8 empty] | TOTAL | 91.16 |  | 9236.98 | 842043.0968
10 | Providing and placing the expansion/ contraction joints all in position as per the drawings and all complete as per the specifications
Intake and gravel trap
| Water Bar | m | 1 | 10 |  |  |  |  | 10
[8 empty] | TOTAL | 10 |  | 1693 | 16930
| Seleant | m | 1 | 10 |  |  |  |  | 10
[8 empty] | TOTAL | 10 |  | 1245 | 12450
| Hydroseal | m | 1 | 10 |  |  |  |  | 20
[8 empty] | TOTAL | 20 |  | 1208 | 24160
Flushing gate structure
| Water Bar | m | 2 | 2.6 |  |  |  |  | 5.2 |  | TOTAL | 26268616.1648
[8 empty] | TOTAL | 5.2 |  |  | Three Crore Fifty Six Lakhs
| Seleant | m | 2 | 2.6 |  |  |  |  | 5.2
[8 empty] | TOTAL | 5.2
| Hydroseal | m | 2 | 2.6 |  |  |  |  | 10.4
[8 empty] | TOTAL | 10.4
Inlet Portal Gate structure
| Water Bar | m | 1 | 4.4 |  |  |  |  | 4.4 |  | TOTAL | 52527269.3296
[8 empty] | TOTAL | 4.4 |  |  | Three Crore Fifty Six Lakhs
| Seleant | m | 1 | 4.4 |  |  |  |  | 4.4
[8 empty] | TOTAL | 4.4
| Hydroseal | m | 1 | 4.4 |  |  |  |  | 8.8
[8 empty] | TOTAL | 8.8
Component Cost

## Connecting Tunnel (hidden)
JOB TITLE : | MYAGDI KHOLA HPP (65 MW)
JOB NO. : | 930100
SUBJECT : | ESTIMATE | [6 empty] | Cal. By: | B.K |  |  |  |  | Dia. | 3 | 1.5
STRUCTURE : | HEAD RACE TUNEL | [6 empty] | Checked By: | S.L |  |  |  |  | Ht | 3.4 |  |  | 1.9
DWG NO. : | [7 empty] | Date: | 2023-01-16 | [5 empty] | 0.3
| Length of Stretch I | 108.26 | m
| Length of Stretch II | 129.79 | m
| Length of Stretch III | 3514.58 | m
| Length of Stretch IV | 1808.35 | m
| Length of Stretch V | 557.02 | m
| Total Length of Tunnel | 399.315 | m
| Rock types |  | Steel fibre Reinforced Shotcrete (m) | Cement Grouted Rock Bolts Spacing | Concrete lining at Crown and wall Area (m3) | Area for excavation (m2) | Perimeter of Crown & Wall for Shotcrete (m) | Perimeter for Formwork (m) | Invet level m2
| S1 |  | 0.05 | 1.8 | 0 | 11.2065 | 8.5124 | 0 | 0.6 |  |  |  | 12.16
| S2 |  | 0.05 | 1.5 | 0 | 11.2065 | 8.5124 | 0 | 0.6
| S3 |  | 0.1 | 1.5 | 0 | 11.6796 | 8.5124 | 0 | 0.6
| S4 |  | 0.12 | 1.2 | 0 | 11.871 | 8.5124 | 0 | 0.6
| S5 |  | 0.15 | 1.2 | 0 | 12.1606 | 8.5124 | 0 | 0.6
| Class VI B |  | 0.2 | 1 | 5.455 | 12.6494 | 7.8841 | 13.231 | -0.04 |  |  | 16.1681 |  | 0
| S6 |  | 0.1 | 1 | 2.8781 | 12.1606 | 8.5124 | 7.5699 | 0.75
| Particulars | Units | S1 | S2 | S3 | S4 | S5 | S6 | Total | Rate | Cost |  |  |  | 127.6858 | 2000 | 1666.6667 | 212809.7245 | 212.8097
S.No | Length of Tunnel | m | 0 | 0 | 199.6575 | 119.7945 | 39.9315 | 39.9315 | 399.315 |  |  | 79.863
1 | Underground Excavation | m3 | 0 | 0 | 2331.92 | 1422.0858 | 485.5896 | 485.5896 | 4725.1849 | 6070.4 | 28683762.2902 | 20%
2 | Fiber Reinforced Shotcrete (100mm) | m2 | 0 | 0 | 1699.5623 | 0 | 0 | 339.9125 | 2039.4748 | 5469.5 | 11154907.2185
3 | Fiber Reinforced Shotcrete (120mm) | m2 | 0 | 0 | 0 | 1019.7374 | 0 | 0 | 1019.7374 | 5469.5 | 5577453.6093
4 | Fiber Reinforced Shotcrete (150mm) | m2 | 0 | 0 | 0 | 0 | 339.9125 | 0 | 339.9125 | 5469.5 | 1859151.2031
5 | Final Concrete Lining | m3 | 0 | 0 | 0 | 0 | 0 | 287.3169 | 287.3169 | 18663.5 | 5362338.0366 | 79.863
6 | Formwork around concrete lining | m2 | 0 | 0 | 0 | 0 | 0 | 302.2779 | 302.2779 | 1342.2829 | 405742.4546
7 | Reinforcement in the structural concrete lining | ton | 0 | 0 | 0 | 0 | 0 | 16.9158 | 16.9158 | 136863.5 | 2315152.7965
8 | 2.2m long, 20mm dia Rock Bolts | Nos. | 0 | 0 | 756 | 709 | 0 | 0 | 1465 | 5469.5 | 8012817.5
9 | 2.5 m long, 20mm dia Rock Bolts | Nos. | 0 | 0 | 0 | 0 | 237 | 340 | 577 | 5469.5 | 3155901.5
10 | Spilling Bolts, 6m long, 25mm dia 40cm spacing | nos | 0 | 0 | 0 | 0 | 0 | 118 | 118 | 12161.5 | 1435057 |  | 6853
11 | Steel Ribs (ISMB 150) at 1m spacing | ton | 0 | 0 | 0 | 0 | 3.3991 | 5.0987 | 8.4978 | 271061.5 | 2303429.5358
12 | Cleaning invert | sqm | 0 | 0 | 598.9725 | 359.3835 | 119.7945 | 119.7945 | 1197.945 | 350 | 419280.75
13 | Invert Concrete | m3 | 0 | 0 | 119.7945 | 71.8767 | 23.9589 | 29.9486 | 245.5787 | 15664 | 3846745.1484
14 | Reinforcement | ton | 0 | 0 | 7.0529 | 4.2317 | 1.4106 | 1.7632 | 14.4584 | 136863.5 | 1978833.7204
15 | wire mesh | m2 | 0 | 0 | 169.9562 | 101.9737 | 33.9912 | 33.9912 | 339.9125 | 608 | 206666.776
[10 empty] | Total | 76717239.5394
Soft tunneling
| length | 0
| cost / m | 500000
| Total cost | 0
Note on H37: Nitish Sapkota: 15Kg/m ISMB Rib, Spacing 1.5m
Note on I37: Nitish Sapkota: 15Kg/m ISMB Rib, Spacing 1.5m
Note on I41: Bishal Koirala: Only 10% of surface area considered for wiremesh

## Inlet Portal Connecting Tunnel (hidden)
JOB TITLE : | MYAGDI KHOLA HPP (65 MW)
JOB NO. : | 930100
SUBJECT : | ESTIMATE | [7 empty] | Cal. By: | S.P
STRUCTURE : | INLET PORTAL | [7 empty] | Checked By: | S.L
DWG NO. : | [8 empty] | Date: | 2023-01-16
SN | DESCRIPTION | UNIT | NOS | LENGTH | BREADTH | HEIGHT | AREA | VOLUME | QUANTITY | REMARKS | RATE | COST
1 | Site Clearance | sqm
| Inlet portal |  | 1 |  |  |  | 178 |  | 178 |  | 40.5 | 7209
[8 empty] | TOTAL | 178
2 | Excavation of various types of the materials including disposal etc. all complete as per the specifications and the drawings | cum | [12 empty] | 1470
2.1 | Excavation in Boulder Mixed and Common Soil |  | 1 | 30 |  |  | 180 | 5400 |  |  |  |  | 1075.5
[8 empty] | TOTAL | 3780 | considering 70% BMS | 325.165 | 1229123.7
2.2 | Excavation in Hard Rock |  | 1 | [5 empty] | 1620
[8 empty] | TOTAL | 1620 | considering 30% rock | 1342.685 | 2175149.7
3 | 25mm dia 3.5m long Rockbolts (1.5m x 1.5m) | nos
no per m2
| Front face |  | 1 | 2.25 |  |  | 448 |  | 238.9333
[8 empty] | TOTAL | 239 |  | 5469.5 | 1307210.5
4 | 100 mm thick Plain Shotcrete | sqm
Inlet portal
| Front face |  | 1 |  | 0.1 |  | 448 |  | 448 |  |  |  |  | 11.66
| Side Face |  | 1 |  | 0.1 |  | 89.6 |  | 89.6
[8 empty] | TOTAL | 537.6 |  | 5557.2 | 2987550.72 | 11.1
5 | Wiremesh | sq.m
|  |  | 1 |  |  |  | 448 |  | 537.6
[8 empty] | TOTAL | 537.6 |  | 608 | 326860.8
6 | Weep Holes | nos | [11 empty] | 3
no per m2
|  |  | 1 | 3 |  |  | 448 |  | 179.2
[8 empty] | TOTAL | 180 |  | 618 | 111240
8144344.42
Note on E15: Average length=Porta plan area/average length
Note on H15: Bishal Koirala: Sectional area
Note on H21: Bishal Koirala: Face area

## Outlet Portal Connecting Tunnel (hidden)
JOB TITLE : | MYAGDI KHOLA HPP (65 MW)
JOB NO. : | 930100
SUBJECT : | ESTIMATE | [7 empty] | Cal. By: | S.P
STRUCTURE : | INLET PORTAL | [7 empty] | Checked By: | S.L
DWG NO. : | [8 empty] | Date: | 2023-01-16
SN | DESCRIPTION | UNIT | NOS | LENGTH | BREADTH | HEIGHT | AREA | VOLUME | QUANTITY | REMARKS | RATE | COST
1 | Site Clearance | sqm
| Inlet portal |  | 1 |  |  |  | 125 |  | 125
[8 empty] | TOTAL | 125 |  | 40.5 | 5062.5
2 | Excavation of various types of the materials including disposal etc. all complete as per the specifications and the drawings | cum | [9 empty] | 0 |  |  | 1470
2.1 | Excavation in Boulder Mixed and Common Soil |  | 1 | 10 |  |  | 100 | 1000 | 1000 |  |  | 0 | 1075.5
[8 empty] | TOTAL | 700 | considering 70% BMS | 325.17 | 227619
2.2 | Excavation in Hard Rock |  | 1 | [5 empty] | 300 |  |  | 0
[8 empty] | TOTAL | 300 | considering 30% rock | 1342.69 | 402807
3 | 25mm dia 2m long Rockbolts (1.5m x 1.5m) | nos | [9 empty] | 0
|  |  |  | no per m2 | [7 empty] | 0
| Front face |  | 1 | 2.25 |  |  | 141 |  | 62.6667 |  |  | 0
| Side Face |  | 1 | 2.25 |  |  | 28.2 |  | 12.5333
[8 empty] | TOTAL | 76 |  | 5469.5 | 415682
4 | 100 mm thick plain Shotcrete | sqm | [9 empty] | 0
| Inlet portal | [10 empty] | 0
| Front face |  | 1 |  | 0.1 |  | 141 |  | 141 |  |  | 0 |  | 11.66
| Side Face |  | 1 |  | 0.1 |  | 28.2 |  | 28.2
[8 empty] | TOTAL | 169.2 |  | 5557.2 | 940278.24 | 11.1
0
5 | Wiremesh | sq.m | [9 empty] | 0
|  |  | 1 |  |  |  | 141 |  | 169.2 |  |  | 0
[8 empty] | TOTAL | 169.2 |  | 608 | 102873.6
6 | Weep Holes | nos | [9 empty] | 0 |  | 3
|  |  |  | no per m2 | [7 empty] | 0
|  |  | 1 | 3 |  |  | 141 |  | 56.4 |  |  | 0
[8 empty] | TOTAL | 57 |  | 618 | 35226
2129548.34
Note on E15: Ronit Kayastha: average length
Note on H15: Bishal Koirala: Average c/s area in excavation
Note on J15: Bishal Koirala: 20% allowance for side excavation

## HRT Adit Portal 1 (hidden)
JOB TITLE : | MYAGDI KHOLA HPP (65 MW)
JOB NO. : | 930100
SUBJECT : | ESTIMATE | [7 empty] | Cal. By: | S.P
STRUCTURE : | ADIT PORTAL 1 | [7 empty] | Checked By: | S.L
DWG NO. : | [8 empty] | Date: | 2023-01-16
SN | DESCRIPTION | UNIT | NOS | LENGTH | BREADTH | HEIGHT | AREA | VOLUME | QUANTITY | REMARKS
1 | Site Clearance | sqm
| Outlet portal |  | 1 |  |  |  | 140 |  | 140
[8 empty] | TOTAL | 140
2 | Excavation of various types of the materials including disposal etc. all complete as per the specifications and the drawings | cum | [10 empty] | 1470
2.2 | Excavation in Hard Rock |  | 1 |  | 16.85 |  | 72 |  | 1213.2
[8 empty] | TOTAL | 1213.2
3 | 25mm dia 3.5m long Rockbolts (1.5m x 1.5m) | nos
no per m2
| Front and sides |  | 1 | 2.25 |  |  | 530.2 |  | 235.6444
[8 empty] | TOTAL | 236
4 | 100 mm thick plainShotcrete | sqm
Inlet portal
| Front face and sides |  | 1 |  |  |  | 530.2 |  | 530.2 |  |  | 11.66
[8 empty] | TOTAL | 530.2 |  | 11.1
5 | Wiremesh | sq.m
|  |  | 1 |  |  |  | 530.2 |  | 530.2
[8 empty] | TOTAL | 530.2
6 | Weep Holes | nos | [9 empty] | 3
no per m2
|  |  | 1 | 3 |  |  | 530.2 |  | 176.7333
[8 empty] | TOTAL | 177
Note on F15: Bishal Koirala: average width in plan

## HRT Adit Portal 2 (hidden)
JOB TITLE : | MYAGDI KHOLA HPP (65 MW)
JOB NO. : | 930100
SUBJECT : | ESTIMATE | [7 empty] | Cal. By: | S.P
STRUCTURE : | ADIT PORTAL 1 | [7 empty] | Checked By: | S.L
DWG NO. : | [8 empty] | Date: | 2023-01-16
SN | DESCRIPTION | UNIT | NOS | LENGTH | BREADTH | HEIGHT | AREA | VOLUME | QUANTITY | REMARKS
1 | Site Clearance | sqm
| Outlet portal |  | 1 |  |  |  | 200 |  | 200
[8 empty] | TOTAL | 200
2 | Excavation of various types of the materials including disposal etc. all complete as per the specifications and the drawings | cum | [10 empty] | 1470
2.2 | Excavation in Hard Rock |  | 1 |  | 19 |  | 335 |  | 6365
[8 empty] | TOTAL | 6365
3 | 25mm dia 3.5m long Rockbolts (1.5m x 1.5m) | nos
no per m2
| Front and sides |  | 1 | 2.25 |  |  | 643.75 |  | 286.1111
[8 empty] | TOTAL | 287
4 | 100 mm thick plainShotcrete | sqm
Inlet portal
| Front face and sides |  | 1 |  |  |  | 643.75 |  | 643.75 |  |  | 11.66
[8 empty] | TOTAL | 643.75 |  | 11.1
5 | Wiremesh | sq.m
|  |  | 1 |  |  |  | 643.75 |  | 643.75
[8 empty] | TOTAL | 643.75
6 | Weep Holes | nos | [9 empty] | 3
no per m2
|  |  | 1 | 3 |  |  | 643.75 |  | 214.5833
[8 empty] | TOTAL | 215
Note on F15: Bishal Koirala: average width in plan

## Syphon and Culvert (hidden)
JOB TITLE : | MYAGDI KHOLA HPP (65 MW)
JOB NO. : | 930100
SUBJECT : | ESTIMATE | [7 empty] | Cal. By: | S.P
STRUCTURE : | SYPHON and CULVERT | [7 empty] | Checked By: | S.L
DWG NO. : | [8 empty] | Date: | 2023-01-16
S.N. | DESCRIPTION | UNIT | NOS. | LENGTH | BREADTH | HEIGHT | AREA | PERIMETER | QUANTITY | REMARKS | UNIT RATE | COST
1 | Site Clearance | m2
| Syphon |  | 1 |  |  |  | 550 |  | 550
[8 empty] | Total | 550 |  | 40.5 | 22275
2 | Earthwork in Excavation | m3
| Syphon |  | 1 | 59.959 |  |  | 57.294 |  | 3435.2909
[8 empty] | Total | 3435.2909
[9 empty] | 2748.2328 | Soft Soil (80%)
[9 empty] | 687.0582 | Surface Rock Excavation (20%)
3 | Earthwork in Backfill | m3
| Syphon (Backfill in sides) |  | 1 | 59.959 |  |  | 5.417 |  | 324.7979
[8 empty] | Total | 324.7979 | Compacted Backfill | 210 | 68207.5596
4 | C15 Blinding Concrete | m3
| Syphon |  | 1 | 94.71 | 3.4 | 0.075 | 322.014 |  | 24.151
[8 empty] | Total | 24.151 |  | 13500 | 326039.175
6 | C25 Concrete | m3
| Syphon |  | 1 | 94.71 |  |  | 5.4 |  | 511.434
[8 empty] | Total | 511.434 |  | 17500 | 8950095
7 | Catch Drains | rm | 1 | 59.959 |  |  |  |  | 59.959
[8 empty] | Total | 59.959
8 | Formworks | m2
Syphon
| Formwork on inner sides (vertical face) |  | 2 | 94.71 |  | 2.4 | 227.304 |  | 454.608
| Formwork on outer sides (vertical face) |  | 2 | 94.71 |  | 3.4 | 322.014 |  | 644.028
| Formwork on base (top side) |  | 1 | 94.71 | 2.4 |  | 227.304 |  | 227.304
[8 empty] | Total | 1325.94 |  | 1285 | 1703832.9
9 | Reinforcement | ton
| Syphon | [5 empty] | 1% of C25 Concrete |  | 40.1476
[8 empty] | Total | 40.1476 |  | 130000 | 5219183.97
11 | Providing and placing the expansion/ contraction joints all in position as per the drawings and all complete as per the specifications
| Water Bar | m | 4 | 10 |  |  |  |  | 40
[8 empty] | TOTAL | 40 |  | 1693 | 67720
| Seleant | m | 4 | 10 |  |  |  |  | 40
[8 empty] | TOTAL | 40 |  | 1245 | 49800
| Hydroseal | m2 | 4 | 10 |  |  |  |  | 80
[8 empty] | TOTAL | 80 |  | 1208 | 96640
[11 empty] | TOTAL | 16503793.6046
Three Crore Fifty Six Lakhs
Component Cost
Note on E15: Bishal Koirala: Excavation of Syphon below weir included in weir
Note on H26: Sandeep Poudel: Sectional area
Note on E34: Sandeep Poudel: all length considered, top bottom, height

## BoQ_formated for tender_2 (hidden)
Lower Hongu Khola Small Hydropower Project
Bill of Quantities for Construction of Civil Works
ID | Reference to the Specifications Clauses | Description of item | Unit | Quantity | Unit Price excluding VAT(NPR.) |  | Total Price excluding VAT(NPR.)
[5 empty] | In Figure | In Words | In Figure | In Words
CW.01 |  | River diversion during Construction
CW.01.001 | 8 | Design, construction, restoration, maintenance and repair of all the damages to the coffer dams and the permannet structures during the entire construction period as per the Specifications and Basic Drawings provided | LS
Total cost of River Diversion Works (CW.01)
CW.02 |  | Weir and Stilling Basin
CW.02.01 |  | Site Clearance
CW.02.01.001 | 11.2, 11.12 | Preparation of construction area by clearing, grubbing, uprooting and cutting of trees, removing the roots, carrying and disposal of the unserviceable materials and stockpiling of serviceable materials at specified area | m2 | 6963.957
CW.02.02 | 11 | Earthworks: Excavation of various types of materials including necessary haulage, disposal and management of excavated materials etc., compacted backfilling as required and all complete as per the Specifications and the Drawings | m3
CW.02.02.001 |  | Boulder mixed and common soil | m3 | 42011.7323
CW.02.02.002 |  | Surface Rock excavation | m3 | 4667.9703
CW.02.03 | 20 | Formworks
CW.02.03.001 |  | Providing, preparing and installing formwork including necessary supports and removing after completion and all complete works as per the Specifications and Drawings | m2 | 4043.8726
CW.02.04 | 15 | Concrete Works: Providing and placing of various grades of the concrete including compaction, curing , testing etc. and all complete as per the Specifications and the Drawings
CW.02.04.001 |  | Blinding concrete of C15 grade | m3 | 497.6021
CW.02.04.002 |  | Plum Concrete of C20 with 30% Plum | m3 | 6220.08
CW.02.04.003 |  | Concrete of grade C25 | m3 | 11364.3056
CW.02.04.004 |  | Concrete of grade C35 | m3 | 840
CW.02.05 | 21 | Steel Reinforcement
CW.02.05.001 |  | Providing and placing of steel reinforcement of grade Fe 500 including cutting, bending, binding, fixing in position and all complete works as per the Specifications and Drawings | ton | 565.583
CW.02.06 | 23 | Boulder Rip-Rap:Providing and placing boulder lining / rip-rap of the specified size with all complete as per Specifications and the Drawings
CW.02.06.001 |  | Boulder Rip-Rap of 1.5m dia | m3 | 1646.25
CW.02.06.002 |  | Boulder Rip-Rap of 2m dia | m3 | 952.6
CW.02.07 |  | Clay Blanket
CW.02.07.001 | 11.1 | Providing and placing 0.5m thick Clay Blanket with compaction and all complete as per the Specifications and Drawings | m3 | 548.75
CW.02.08 |  | Gravel, sand mix layer
CW.02.08.001 | 24 | Providing and placing 0.4m thick Sand & river Gravel Layer as per the Specificaitons and the Drawings | m3 | 439
CW.02.09 |  | Joints: Providing and placing the expansion/ contraction joints at all in position as per the Drawings and all complete as per the Sspecifications
CW.02.09.001 |  | Water Bars | m | 686.4
CW.02.09.002 |  | Sealents | m | 1372.8
CW.02.09.003 |  | Hydrocell | m2 | 1545.08
CW.02.09.004 |  | ISA 75 mm x 75 mm full set | kg | 12731.6
Total cost of Weir & Stilling Basins (CW.02)
CW.03 |  | Undersluice & Trash Passage including DS Flood Wall
CW.03.01 |  | Site Clearance
CW.03.01.001 | 11.2, 11.12 | Preparation of construction area by clearing, grubbing, uprroting and cutting of trees, removing the roots, carrying and disposal of the uncerviceable materials and stockpiling of serviceable materials at specified area | m2 | 1708.85
CW.03.02 | 11 | Excavation: Excavation of various types of materials including necessary haulage, disposal and management of excavated materials etc., and all complete as per the Specifications and the Drawings
CW.03.02.001 |  | Boulder mixed and common soil | m3 | 18195.66
CW.03.03 | 11.9 | Backfilling
CW.03.03.001 |  | Compacted back filing with non-cohesive materials as per the Drawings and the Specifications | m3 | 10500.9
CW.03.04 | 20 | Formworks
CW.03.04.001 |  | Providing, preparing and installing formwork including necessary supports and removing after completion and all complete works as per the Specifications and Drawings | m2 | 7578.1789
CW.03.05 | 15 | Concrete Works: Providing and placing of various grades of the concrete including compaction, curing , testing etc. and all complete as per the Specifications and the Drawings
CW.03.05.001 |  | Blinding concrete of C15 grade | m3 | 182.2467
CW.03.05.002 |  | Plum Concrete of C20 with 30% Plum | m3 | 308.016
CW.03.05.003 |  | Concrete of grade C25 | m3 | 5923.5931
CW.03.05.004 |  | Concrete of grade C60 | m3 | 119.767
CW.03.06 | 21 | Steel Reinforcement
CW.03.06.001 |  | Providing and placing of steel reinforcement of grade Fe 500 including cutting, bending, binding, fixing in position and all complete works as per the Specifications and Drawings | ton | 733.84
CW.03.07 |  | Hardstone Lining
CW.03.07.001 | 22.5 | Providing and laying of 400 mm thick Hard Stone Linning with non shrinkable rich mortar including curing and all complete as per the Specifications and the Drawings | m3 | 342.6995
CW.03.08 |  | Steel Lining
CW.03.08.001 | 25.3.5,18.9.5 | Providing, placing, anchoring, fixing with necessary grouting of 16 mm thick steel lining | kg | 38574.9
CW.03.09 |  | Gabion Works
CW.03.09.001 | 30 | Gabion Works with all materials and all complete as per the Specifications and the Drawings | m3 | 107.25
CW.03.10 | 22 | Stone masonry Works
CW.03.10.001 |  | Stone masonry Works in 1:6 cement mortar with all materials and all complete as per the Specifications and the Drawings | m3 | 153.3483
CW.03.10.002 |  | Stone masonry Works in 1:4 cement mortar with all materials and all complete as per the Specifications and the Drawings | m3 | 127.0176
CW.03.11 |  | Joints: Providing and placing the expansion/ contraction joints all in position as per the drawings and all complete as per the specifications
CW.03.11.001 |  | Seleant | m | 180.96
CW.03.11.002 |  | Water bars | m | 361.92
CW.03.11.003 |  | Hydrocell | m2 | 255.6359
CW.03.11.004 |  | ISA 75 * 75 full set | kg | 1087.45
CW.03.12 | 23.2.2 | Providing and laying graded Filter materials with all complete as per the specifications and the drawings | m3 | 163.6099
CW.03.13 | 23.2.3 | Providing and placing geotextile as per the specification and the drawings | m2 | 698.8245
CW.03.14 |  | Providing and laying 300 mm dia Perforated HDPE pipes | m | 82.5
Total cost of Undersluice & Trash Passage including DS Flood Wall (CW.03)
CW.04 |  | Intake, gravel trap and gravel flushing
CW.04.01 |  | Site Clearance
CW.04.01.001 | 11.2, 11.12 | Preparation of construction area by clearing, grubbing, uprroting and cutting of trees, removing the roots, carrying and disposal of the uncerviceable materials and stockpiling of serviceable materials at specified area | m2 | 1225.224
CW.04.02 | 11 | Excavation: Excavation of various types of materials including necessary haulage, disposal and management of excavated materials etc., and all complete as per the Specifications and the Drawings
CW.04.02.001 |  | Boulder mixed and common soil | m3 | 20905.5447
CW.04.03 | 11.9 | Backfilling
CW.04.03.001 |  | Compacted back filing with non-cohesive materials as per the Drawings and the Specifications | m3 | 10750.47
CW.04.04 | 20 | Formworks
CW.04.04.001 | 20 | Providing, preparing and installing formwork including necessary supports and removing after completion and all complete works as per the Specifications and Drawings | m2 | 9189.8341
CW.04.05 | 15 | Concrete Works: Providing and placing of various grades of the concrete including compaction, curing , testing etc. and all complete as per the Specifications and the Drawings
CW.04.05.001 |  | Blinding concrete of C15 grade | m3 | 184.1552
CW.04.05.002 |  | Plum Concrete of C20 with 30% Plum | m3 | 404.844
CW.04.05.003 |  | Concrete of grade C25 | m3 | 4635.476
CW.04.05.004 |  | Concrete of grade C60 | m3 | 1.215
CW.04.06 | 21 | Steel Reinforcement
CW.04.06.001 |  | Providing and placing of steel reinforcement of grade Fe 500 including cutting, bending, binding, fixing in position and all complete works as per the Specifications and Drawings | ton | 460.11
CW.04.07 |  | Hardstone Lining
CW.04.07.001 | 22.5 | Providing and laying of 400 mm thick Hard Stone Linning with non shrinkable rich mortar including curing and all complete as per the Specifications and the Drawings | m3 | 78.45
CW.04.08 |  | Steel lining
CW.03.08.001 | 25.3.5,18.9.5 | Providing, placing, anchoring, fixing with necessary grouting of 16 mm thick steel lining | kg | 64296.3984
CW.04.08 | 30 | Gabion Works
CW.03.08.001 |  | Gabion Works with all materials and all complete as per the Specifications and the Drawings | m3 | 135.25
CW.04.09 | 22 | Stone masonry Works
CW.04.09.001 |  | Stone masonry Works in 1:6 cement mortar with all materials and all complete as per the Specifications and the Drawings | m3 | 265.2
CW.04.09.002 |  | Stone masonry Works in 1:4 cement mortar with all materials and all complete as per the Specifications and the Drawings | m3 | 446.8034
CW.04.10. |  | Joints: Providing and placing the expansion/ contraction joints all in position as per the drawings and all complete as per the specifications
CW.04.10.001 |  | Seleant | m | 259.12
CW.04.10.002 |  | Water bars | m | 518.24
CW.04.10.003 |  | Hydrocell | m | 176.5328
CW.04.11 | 23.2.2 | Providing and laying graded Filter materials with all complete as per the specifications and the drawings | m3 | 461.7285
CW.04.12 | 23.2.3 | Providing and placing geotextile as per the specification and the drawings | m2 | 1663.3333
CW.04.13 |  | Providing and laying 300 mm dia Perforated HDPE pipes | m | 197.5
Total cost of Intake, gravel trap and gravel flushing (CW.04)
CW.05 |  | Approach Canal
CW.05.01 |  | Site Clearance
CW.05.01.001 | 11.2, 11.12 | Preparation of construction area by clearing, grubbing, uprroting and cutting of trees, removing the roots, carrying and disposal of the uncerviceable materials and stockpiling of serviceable materials at specified area | m2 | 764
CW.05.02 | 11 | Earthworks: Excavation of various types of materials including necessary haulage, disposal and management of excavated materials etc., compacted backfilling as required and all complete as per the Specifications and the Drawings | m3
CW.05.02.001 |  | Boulder mixed and common soil | m3 | 10747.3745
CW.05.02.002 |  | Surface Rock excavation | m3 | 1896.5955
CW.05.03 | 11.9 | Backfilling
CW.05.03.001 |  | Compacted back filing with non-cohesive materials as per the Drawings and the Specifications | m3 | 6595.43
CW.05.04 | 20 | Formworks
CW.05.04.001 |  | Providing, preparing and installing formwork including necessary supports and removing after completion and all complete works as per the Specifications and Drawings | m2 | 3876.082
CW.05.05 | 15 | Concrete Works: Providing and placing of various grades of the concrete including compaction, curing , testing etc. and all complete as per the Specifications and the Drawings
CW.05.05.001 |  | Blinding concrete of C15 grade | m3 | 103.801
CW.05.05.002 |  | Concrete of grade C25 | m3 | 1627.0588
CW.05.06 | 21 | Steel Reinforcement
CW.05.06.001 |  | Providing and placing of steel reinforcement of grade Fe 500 including cutting, bending, binding, fixing in position and all complete works as per the Specifications and Drawings | ton | 216.28
CW.05.07 | 22 | Stone masonry Works
CW.05.07.001 |  | Stone masonry Works in 1:4 cement mortar with all materials and all complete as per the Specifications and the Drawings | m3 | 118.65
CW.05.08 |  | Joints: Providing and placing the expansion/ contraction joints all in position as per the drawings and all complete as per the specifications
CW.05.08.001 |  | Seleant | m | 340.8
CW.05.08.002 |  | Water bars | m | 170.4
CW.05.08.003 |  | Hydrocell | m | 85.2
Total cost of approach canal (CW.05)
CW.06 |  | Settling basin and Flushing Culvert
CW.06.01 |  | Site Clearance
CW.06.01.001 | 11.2, 11.12 | Preparation of construction area by clearing, grubbing, uprroting and cutting of trees, removing the roots, carrying and disposal of the uncerviceable materials and stockpiling of serviceable materials at specified area | m2 | 5718.56
CW.06.02 | 11 | Earthworks: Excavation of various types of materials including necessary haulage, disposal and management of excavated materials etc., compacted backfilling as required and all complete as per the Specifications and the Drawings | m3
CW.06.02.001 |  | Boulder mixed and common soil | m3 | 36832.642
CW.06.02.002 |  | Surface Rock Excavation | m3 | 6499.878
CW.06.03 | 11.9 | Backfilling
CW.06.03.001 |  | Compacted back filing with non-cohesive materials as per the Drawings and the Specifications | m3 | 12274.06
CW.06.04 | 20 | Formworks
CW.06.04.001 |  | Providing, preparing and installing formwork including necessary supports and removing after completion and all complete works as per the Specifications and Drawings | m2 | 17852.7672
CW.06.05 | 15 | Concrete Works: Providing and placing of various grades of the concrete including compaction, curing , testing etc. and all complete as per the Specifications and the Drawings
CW.06.05.001 |  | Blinding concrete of C15 grade | m3 | 491.0106
CW.06.05.002 |  | Plum Concrete of C20 with 30% Plum | m3 | 644.52
CW.06.05.003 |  | Concrete of grade C25 |  | 10559.8668
CW.06.06 | 21 | Steel Reinforcement
CW.06.06.001 |  | Providing and placing of steel reinforcement of grade Fe 500 including cutting, bending, binding, fixing in position and all complete works as per the Specifications and Drawings | ton | 828.95
CW.06.07 | 22 | Stone masonry Works
CW.06.07.001 |  | Stone masonry Works with all materials and all complete as per the Specifications and the Drawings | m3 | 265.756
CW.06.08 | 13 | Rock Bolt
CW.06.08.001 |  | Supplying and Installing of rock bolt (L= 2.5 m and 20 mm dia ) including drilling and grouting etc. all complete as per the specifications and the drawings | nos. | 813
CW.06.09 | 19 | Shotcrete
CW.06.09.001 |  | Providing and placing 100 mm thick plain shortcrete including compaction, curing , testing etc. all complete as per the specifications and the drawings | m3 | 425.7484
CW.06.10 |  | Wiremesh
CW.06.10.001 | 13.6 | Providing and laying wire mesh for shotcrete | m2 | 2310
CW.06.11 |  | Drainage works
CW.06.11.001 |  | 100mm dia PVC Perforated pipe for drainage hole | rm | 780
CW.06.11.002 |  | 200mm dia Drainage pipe(Perforated) | rm | 203.29
CW.06.11.003 | 23.2.2 | Providing and laying gravel sand filter with all complete as per the specifications and the drawings | m3 | 229.39
CW.06.11.004 | 23.2.3 | Providing and placing geotextile as per the specification and the drawings | m2 | 440.9368
CW.06.12 |  | Joints: Providing and placing the expansion/ contraction joints all in position as per the drawings and all complete as per the specifications
CW.06.12.001 |  | Seleant | m | 1664.1
CW.06.12.002 |  | Water bars | m | 832.05
CW.06.12.003 |  | Hydrocell | m | 104.94
Total cost of Settling basin (CW.06)
CW.07 |  | Power culvert
CW.07.01 |  | Site Clearance
CW.07.01.001 | 11.2, 11.12 | Preparation of construction area by clearing, grubbing, uprroting and cutting of trees, removing the roots, carrying and disposal of the uncerviceable materials and stockpiling of serviceable materials at specified area | m2 | 557.84
CW.07.02 | 11 | Earthworks: Excavation of various types of materials including necessary haulage, disposal and management of excavated materials etc., compacted backfilling as required and all complete as per the Specifications and the Drawings | m3
CW.07.02.001 |  | Boulder mixed and common soil | m3 | 13755.6
CW.07.03 | 11.9 | Backfilling
CW.07.03.001 |  | Compacted back filing with non-cohesive materials as per the Drawings and the Specifications | m3 | 137.56
CW.07.04 | 20 | Formworks
CW.07.04.001 |  | Providing, preparing and installing formwork including necessary supports and removing after completion and all complete works as per the Specifications and Drawings | m2 | 673.15
CW.07.05 | 15 | Concrete Works: Providing and placing of various grades of the concrete including compaction, curing , testing etc. and all complete as per the Specifications and the Drawings
CW.07.05.001 |  | Blinding concrete of C15 grade | m3 | 14.4
CW.07.05.002 |  | Concrete of grade C25 | m3 | 211.2
CW.07.06 | 21 | Steel Reinforcement
CW.07.06.001 |  | Providing and placing of steel reinforcement of grade Fe 500 including cutting, bending, binding, fixing in position and all complete works as per the Specifications and Drawings | ton | 28.07
CW.07.11 |  | Joints: Providing and placing the expansion/ contraction joints all in position as per the drawings and all complete as per the specifications
CW.07.11.001 |  | Seleant | m | 105.6
CW.07.11.002 |  | Water bars | m | 52.8
CW.07.11.003 |  | Hydrocell | m | 52.8
Total cost of Power culvert (CW.07)
CW.08 |  | Inlet Portal
CW.08.01 |  | Site Clearance
CW.08.01.001 | 11.2, 11.12 | Preparation of construction area by clearing, grubbing, uprroting and cutting of trees, removing the roots, carrying and disposal of the uncerviceable materials and stockpiling of serviceable materials at specified area | m2 | 646.75
CW.08.02 | 11 | Earthworks: Excavation of various types of materials including necessary haulage, disposal and management of excavated materials etc., compacted backfilling as required and all complete as per the Specifications and the Drawings | m3
CW.08.02.001 |  | Surface Rock Excavation | m3 | 1850
CW.08.02.002 |  | Boulder mixed soil excavation | m3 | 92.5
CW.08.03 |  | Backfilling
CW.08.03.001 |  | Compacted back filing with non-cohesive materials as per the Drawings and the Specifications | m3 | 1969.64
CW.08.04 | 13 | Supplying and Installing of rock bolt (L= 2.5 m and 20 mm dia ) in fractured rock including drilling and grouting etc. all complete as per the specifications and the drawings | nos | 289
CW.08.05 | 13 | Supplying and Installing of Spiling bolt (L= 6 m and 20 mm dia ) in fractured rock including drilling and grouting etc. all complete as per the specifications and the drawings | nos, | 23
CW.08.06 | 19 | Shotcrete work
CW.08.06.001 |  | Providing and placing 100 mm thick steel fibre shortcrete including compaction, curing , testing etc. all complete as per the specifications and the drawings | m3 | 59.3
Total cost of Inlet Portal (CW.08)
CW.09 |  | Headrace Tunnel
CW.09.01 | 12 | Rock exavation in tunnel including cost of explosive and all materials, blasting, mucking, provision of air,ventilation , lighting, water, dewatering, pumping, disposal and management of muck within the project site at the location provided by the Employer and all complete as per the specifications. | m3
CW.09.01.001 |  | Underground Rock Excavation in rock class I to III | m3 | 40092.1518
CW.09.01.002 |  | Underground Rock Excavation in rock class IV to VI | m3 | 8430.4034
CW.09.02 | 19 | Shotcrete Work
CW.09.02.001 |  | Providing and placing 50 mm thick plain shortcrete including compaction, curing , testing etc. all complete as per the specifications and the drawings | m3 | 37.5852
CW.09.02.002 |  | Providing and placing 75 mm thick plain shortcrete including compaction, curing , testing etc. all complete as per the specifications and the drawings | m3 | 777.0077
CW.09.02.003 |  | Providing and placing 75 mm thick steel fibre shortcrete including compaction, curing , testing etc. all complete as per the specifications and the drawings | m3 | 1127.9249
CW.09.02.004 |  | Providing and placing 100 mm thick steel fibre shortcrete including compaction, curing , testing etc. all complete as per the specifications and the drawings | m3 | 143.9649
CW.09.02.005 |  | Providing and placing 120 mm thick steel fibre shortcrete including compaction, curing , testing etc. all complete as per the specifications and the drawings | m3 | 192.8982
CW.09.02.006 |  | Providing and placing 150 mm thick steel fibre shortcrete including compaction, curing , testing etc. all complete as per the specifications and the drawings | m3 | 352.8287
CW.09.03 | 15 | Concrete Works: Providing and placing of various grades of the concrete including compaction, curing , testing etc. and all complete as per the Specifications and the Drawings
CW.09.03.001 |  | Concrete of grade C25 | m3 | 2698.1768
CW.09.04 | 21 | Steel Reinforcement
CW.09.04.001 |  | Providing and placing of steel reinforcement of grade Fe 500 including cutting, bending, binding, fixing in position and all complete works as per the Specifications and Drawings | ton | 97.861
CW.09.05 | 20 | Formworks
CW.09.05.001 |  | Providing, preparing and installing formwork including necessary supports and removing after completion and all complete works as per the Specifications and Drawings | m2 | 303.8244
CW.09.06 | 13 | Supplying and Installing of rock bolt (L= 2.5 m and 20 mm dia including drilling and grouting etc. all complete as per the specifications and the drawings | Nos. | 15569
CW.09.07 | 13 | Supplying and Installing of Spiling bolt (L= 6 m and 20 mm dia ) in fractured rock including drilling and grouting etc. all complete as per the specifications and the drawings | Nos. | 3301
CW.09.08 | 13 | Providing and installing steel ribs ISMB 150 including fixing materials, tie bars etc. | ton | 35.2829
CW.09.09 | 13.6 | Providing and laying wire mesh for tunneling works including fixing and all complete as per specifications and drawing | m2 | 765
CW.09.10 |  | Grouting
CW.09.10.001 | 18 | Contact and/or injection grouting works inclusive of all materials and admixtures but except drilling works required for grouting | ton | 350
CW.09.10.002 | 14 | Drilling for grouting including the grout pipe | m | 250
Total cost of headrace Tunnel (CW.09)
CW.10 |  | Surge Shaft & Surge shaft Access tunnel
CW.10.01 |  | Site Clearance
CW.10.01.001 | 11.2, 11.12 | Preparation of construction area by clearing, grubbing, uprroting and cutting of trees, removing the roots, carrying and disposal of the uncerviceable materials and stockpiling of serviceable materials at specified area | m2 | 400
CW.10.02 |  | Excavation
CW.10.02.001 | 11 | Excavation of surface rock including cost of explosive and all materials, necessary haulage, disposal and management of excavated materials etc., | m3 | 6207.9617
CW.10.02.002 | 11 | Surface excavation of boulder mixed soil including necessary haulage, disposal and management of excavated materials etc., | m3 | 538.6624
CW.10.02.003 | 12 | Underground Rock exavation in Access tunnel, irrespective of rock type in tunnel, including the cost of explosive and all materials, blasting, mucking, provision of air,ventilation , lighting, water, dewatering, pumping, disposal and management of muck within the project Site in the location as specified by the Employer and all complete as per the specifications. | m3 | 1185.5044
CW.10.02.004 | 12 | Underground Rock exavation in surge shaft, irrespective of encountered rock type, including the cost of explosive and all materials, blasting, mucking, provision of air,ventilation , lighting, water, dewatering, pumping, disposal and management of muck within the the project site at the location provided by the Employer and all complete as per the specifications. | m3 | 2743.1405
CW.10.03 | 15 | Concrete Works: Providing and placing of various grades of the concrete including compaction, curing , testing etc. and all complete as per the Specifications and the Drawings
CW.10.03.001 |  | Concrete of grade C25 | m3 | 739.29
CW.10.04 | 21 | Steel Reinforcement
CW.10.04.001 |  | Providing and placing of steel reinforcement of grade Fe 500 including cutting, bending, binding, fixing in position and all complete works as per the Specifications and Drawings | ton | 58.6689
CW.10.05 | 20 | Formworks
CW.10.05.001 |  | Providing, preparing and installing of steel formwork including necessary supports and removing after completion and all complete works as per the Specifications and Drawings | m2 | 1118.9799
CW.10.06 | 19 | Shotcrete Work
CW.10.06.001 |  | Providing and placing 100 mm thick plain shortcrete including compaction, curing , testing etc. all complete as per the specifications and the drawings | m3 | 181.9377
CW.10.06.002 |  | Providing and placing 150 mm thick plain shortcrete including compaction, curing , testing etc. all complete as per the specifications and the drawings | m3 | 34.3814
CW.10.07 | 13 | Rock bolt
CW.10.07.001 |  | Supplying and Installing of rock bolt (L= 2 m and 20 mm dia ) in fractured rock including drilling and grouting etc. all complete as per the specifications and the drawings | nos. | 211
CW.10.07.002 |  | Supplying and Installing of rock bolt (L= 3.5 m and 20 mm dia ) in fractured rock including drilling and grouting etc. all complete as per the specifications and the drawings | nos. | 282
CW.10.08 |  | Grouting
CW.10.08.001 | 18 | Contact and/or injection grouting works inclusive of all materials and admixtures but except drilling works required for grouting | ton | 1.5
CW.10.08.002 | 14 | Drilling for grouting including the grout pipe | m | 15
Total cost of Surgeshaft (CW.10)
CW.11 |  | Vertical Drop shaft and horizontal shaft
CW.11.01 | 12 | Underground Excavation works
CW.11.01.001 |  | Underground Rock exavation in horizontal tunnel, irrespective of encountered rock type, including the cost of explosive and all materials, blasting, mucking, provision of air ventilation , lighting, water, dewatering, pumping, disposal and management of muck within the project site at the location provided by the Employer and all complete as per the specifications. | m3 | 2335.6487
CW.11.01.002 |  | Underground Rock exavation in vertical drop shaft, irrespective of encountered rock type, including the cost of explosive and all materials, blasting, mucking, provision of air,ventilation , lighting, water, dewatering, pumping, disposal and management of muck within the project site at the location provided by the Employer and all complete as per the specifications. | m3 | 1759.2919
CW.11.02 | 15 | Concrete Works: Providing and placing of various grades of the concrete including compaction, curing , testing etc. and all complete as per the Specifications and the Drawings
CW.11.02.001 |  | Concrete of grade C25 | m3 | 2163.8789
CW.11.03 | 21 | Steel Reinforcement
CW.11.03.001 |  | Providing and placing of steel reinforcement of grade Fe 500 including cutting, bending, binding, fixing in position and all complete works as per the Specifications and Drawings | ton | 169.87
CW.11.04 | 20 | Formworks
CW.11.04.001 |  | Providing, preparing and installing of steel formwork including necessary supports and removing after completion and all complete works as per the Specifications and Drawings | m2 | 701.6
CW.11.05 | 19 | Providing and placing 100 mm thick steel fibre shortcrete including compaction, curing , testing etc. all complete as per the specifications and the drawings | m3 | 285.4795
CW.11.06 | 13 | Rock bolt
CW.11.06.001 |  | Supplying and Installing of rock bolt (L= 6 m and 25 mm dia ) in fractured rock including drilling and grouting etc. all complete as per the specifications and the drawings | nos. | 743
CW.11.06.002 |  | Supplying and Installing of rock bolt (L= 2.5 m and 25 mm dia ) in fractured rock including drilling and grouting etc. all complete as per the specifications and the drawings | nos. | 566
Total cost of Vertical drop shaft and horizontal shaft (CW.11)
CW.12 |  | Powerhouse
CW.12.01 |  | Excavation works
CW.12.01.001 | 12 | Underground Rock exavation of powerhouse cavern, irrespective of encountered rock type, including the cost of explosive and all materials, blasting, mucking, provision of air,ventilation , lighting, water, dewatering, pumping, disposal and management of muck within the project site at the location provided by the Employer and all complete as per the specifications. | m3 | 7486.149
CW.12.02 | 15 | Concrete Works: Providing and placing of various grades of the concrete including compaction, curing , testing etc. and all complete as per the Specifications and the Drawings
CW.12.02.001 |  | Concrete of grade C25 | m3 | 1261.5185
CW.12.02.002 |  | Concrete of grade C30 | m3 | 39.492
CW.12.03 | 21 | Steel Reinforcement
CW.12.03.001 |  | Providing and placing of steel reinforcement of grade Fe 500 including cutting, bending, binding, fixing in position and all complete works as per the Specifications and Drawings | ton | 172.2274
CW.12.04 | 20 | Formworks
CW.12.04.001 |  | Providing, preparing and installing of formwork including necessary supports and removing after completion and all complete works as per the Specifications and Drawings | m2 | 1920.902
CW.12.05 |  | Roofing works
CW.12.05.001 |  | 2.5m long, 20mm dia anchor rods for CGI sheet nachoring at crown of the cavern | nos. | 504
CW.12.05.002 |  | Providing and Placing CGI sheet | m2 | 507
CW.12.06 |  | Brick masonry works with 1:4 c/s mortar | m3 | 58.5925
CW.12.07 |  | Providing and fixing window of glazed pannel | m2 | 36.72
CW.12.08 |  | Temporary Supports
CW.12.08.001 | 13 | Supplying and Installing of rock bolt (L= 3 m and 25 mm dia ) including drilling and grouting etc. all complete as per the specifications and the drawings | nos. | 306
CW.12.08.002 | 13 | Supplying and Installing of Spiling bolt (L= 6 m and 28 mm dia ) including drilling and grouting etc. all complete as per the specifications and the drawings | nos. | 731
CW.12.08.003 | 19 | Providing and placing 150 mm thick fibre reinforced shortcrete including compaction, curing , testing etc. all complete as per the specifications and the drawings | m3 | 97.155
CW.12.09 |  | Permanent Supports
CW.12.09.001 | 13 | Supplying and Installing of rock bolt (L= 3 m and 25 mm dia ) including drilling and grouting etc. all complete as per the specifications and the drawings | nos. | 1094
CW.12.09.002 | 13,21 | Providing and installing of steel Lattice Girder at Crown including the cost of binding, welding, fixing, tying etc. and all complete as per the drawings and the specifications | ton | 12.7785
CW.12.09.003 | 19 | Providing and placing 160 mm thick plain shortcrete including compaction, curing , testing etc. all complete as per the specifications and the drawings | m3 | 124.3584
CW.12.09.004 | 19 | Providing and placing 200 mm thick plain shortcrete including compaction, curing , testing etc. all complete as per the specifications and the drawings | m3 | 349.6898
CW.12.09.005 | 13 | Supply and placing of wire mesh with 6 mm dia bars including tying all complete as per the specifications and the Drawings | m2 | 2425.599
CW.12.10 |  | Grouting
CW.12.10.001 | 18 | Contact and/or injection grouting works inclusive of all materials and admixtures but except drilling works required for grouting | ton | 2.5
CW.12.10.002 | 14 | Drilling for grouting including the grout pipe | m | 15
Total cost of Powerhouse (CW.12)
CW.13 |  | Powerhouse access tunnel and tailrace tunnel
CW.13.01 |  | Excavation works
CW.13.01.001 | 12 | Underground Rock exavation in tunnel, irrespective of encountered rock type, including the cost of explosive and all materials, blasting, mucking, provision of air,ventilation , lighting, water, dewatering, pumping, disposal and management of muck within the project site at the location provided by the Employer and all complete as per the specifications. | m3 | 20398.51
CW.13.02 | 15 | Concrete Works: Providing and placing of various grades of the concrete including compaction, curing , testing etc. and all complete as per the Specifications and the Drawings
CW.13.02.001 |  | Concrete of grade C15 | m3 | 519.288
CW.13.02.002 |  | Concrete of grade C20 | m3 | 354
CW.13.03 | 21 | Steel Reinforcement
CW.13.03.001 |  | Providing and placing of steel reinforcement of grade Fe 500 including cutting, bending, binding, fixing in position and all complete works as per the Specifications and Drawings | ton | 22.2312
CW.13.04 | 20 | Formworks
CW.13.04.001 |  | Providing, preparing and installing of formwork including necessary supports and removing after completion and all complete works as per the Specifications and Drawings | m2 | 295
CW.13.05 | 19 | Providing and placing 100 mm thick steel fibre shortcrete including compaction, curing , testing etc. all complete as per the specifications and the drawings | m3 | 1160.5676
CW.13.06 | 13 | Supplying and Installing of rock bolt (L= 2.5 m and 20 mm dia ) including drilling and grouting etc. all complete as per the specifications and the drawings | nos | 11608
CW.13.07 |  | Providing and laying steel angle plates of ISA 75x75 along the powerhouse access tunnel for carrying cables as per the drawings and the specifications including fixing and all complete | kg | 2407.2
CW.13.08 |  | Grouting
CW.13.08.001 | 18 | Contact and/or injection grouting works inclusive of all materials and admixtures but except drilling works required for grouting | ton | 2.5
CW.13.08.002 | 14 | Drilling for grouting including the grout pipe | m | 56
Total cost of Powerhouse Access and tailrace Tunnel (CW.13)
CW.14 |  | Powerhouse Access tunnel portal, Tailrace Portals and tailrace end Culvert
CW.14.01 |  | Site Clearance
CW.14.01.001 | 11.2,11.12 | Preparation of construction area by clearing, grubbing, uprroting and cutting of trees, removing the roots, carrying and disposal of the uncerviceable materials and stockpiling of serviceable materials at specified area | m2 | 900
CW.14.02 |  | Excavation
CW.14.02.001 | 11 | Excavation of surface rock including necessary haulage, disposal and management of excavated materials etc., and all complete as per the Specifications and the Drawings | m3 | 16850
CW.14.03 | 15 | Concrete Works: Providing and placing of various grades of the concrete including compaction, curing , testing etc. and all complete as per the Specifications and the Drawings
CW.14.03.001 |  | Concrete of grade C25 | m3 | 493
CW.14.04 | 21 | Steel Reinforcement
CW.14.04.001 |  | Providing and placing of steel reinforcement of grade Fe 500 including cutting, bending, binding, fixing in position and all complete works as per the Specifications and Drawings | ton | 38.7005
CW.14.05 | 20 | Formworks
CW.14.05.001 |  | Providing, preparing and installing of formwork including necessary supports and removing after completion and all complete works as per the Specifications and Drawings | m2 | 929.36
CW.14.06 | 19 | Providing and placing 100 mm thick fibre reinforced shortcrete including compaction, curing , testing etc. all complete as per the specifications and the drawings | m3 | 65.95
CW.14.07 | 13 | Supplying and Installing of rock bolt (L= 2.5 m and 25 mm dia ) including drilling and grouting etc. all complete as per the specifications and the drawings | nos. | 537
Total cost of Powerhouse Access portal, tailrace portal and tailrace end culvert (CW.14)
CW.15 |  | Switchyard and Switchyard area flood walls
CW.15.01 |  | Site Clearance
CW.15.01.001 | 11.2,11.12 | Preparation of construction area by clearing, grubbing, uprroting and cutting of trees, removing the roots, carrying and disposal of the uncerviceable materials and stockpiling of serviceable materials at specified area | m2 | 2600
CW.15.02 | 11 | Earthworks: Excavation of various types of materials including necessary haulage, disposal and management of excavated materials etc., compacted backfilling as required and all complete as per the Specifications and the Drawings | m3
CW.15.02.001 |  | Boulder mixed and common soil | m3 | 12941.782
CW.15.02.002 |  | Surface Rock excavation | m3 | 1437.9758
CW.15.03 | 11 | Backfilling
CW.15.03.001 |  | Compacted back filing with non-cohesive materials as per the Drawings and the Specifications | m3 | 9693.1792
CW.15.03 | 15 | Concrete Works: Providing and placing of various grades of the concrete including compaction, curing , testing etc. and all complete as per the Specifications and the Drawings
CW.15.03.001 |  | Concrete of grade C25 | m3 | 2143.998
CW.15.04 | 21 | Steel Reinforcement
CW.15.04.001 |  | Providing and placing of steel reinforcement of grade Fe 500 including cutting, bending, binding, fixing in position and all complete works as per the Specifications and Drawings | ton | 168.31
CW.15.05 | 20 | Formworks
CW.15.05.001 |  | Providing, preparing and installing of formwork including necessary supports and removing after completion and all complete works as per the Specifications and Drawings | m2 | 7249.4034
CW.15.06 | 19 | Providing and placing 100 mm thick plain shortcrete including compaction, curing , testing etc. all complete as per the specifications and the drawings | m3 | 250
CW.15.07 | 23 | Boulder Rip-Rap:Providing and placing boulder lining / rip-rap of the specified size with all complete as per Specifications and the Drawings
CW.15.07.001 |  | Boulder Rip-Rap of 1.5m dia | m3 | 270
Total cost of switchyard (CW.15)
CW.16 |  | Draining and dewatering of surface works construction
CW.16.01.001 |  | Draining, dewatering of surface works construction including pumping, pipe works and other associated cost as per specifications. (Note: The dewatering of underground works shall be deemed to be included with the rates of underground excavation) | LS
Total cost of draining and dewatering of surface works (CW.16)
CW.17 |  | General Items
CW.17.01 |  | Insurance
CW.17.01.001 | Clause 18 of Conditions of Contract | Insurance of Works, Materials, Equipments as per the Conditions of Contract | LS
CW.17.01.002 | Clause 18 of Conditions of Contract | Insurance of Contractor's Plant and Equipments as per the Conditions of Contract | LS
CW.17.01.003 | Clause 18 of Conditions of Contract | Third Party Insurance as per the Conditions of Contract | LS
CW.17.01.004 | Clause 18 of Conditions of Contract | Insurance of Contractor's personnel and employees involved with the project and labors working at Site as per the Conditions of Contract | LS
Total cost of Insurance (CW.16.01)
CW.17.02 |  | Mobilization and Demobilization
CW.17.02.001 |  | Mobilization Cost including Temporary construction camps for contractor’s staff, labours with required facilities of sanitation (Toilets, bathrooms, sewage treatment and disposal, storm water drainage networks), ventilation, lighting, living, cooking, recreation, waste collection and treatment (solid and liquid), grocery shop, canteen etc their maintenance and rehabilitation and all other related general items covered by General and Technical Specification as well as other activities related to the Contractor’s mobilization to the Site. | LS
CW.17.02.002 |  | Demobilization Cost including demolition of all temporary structures as approved by the Engineer, clean up and rehabilitation of the camp sites | LS
Total cost of mobilization and demobilization (CW.16.02)
CW.17.03 |  | Health, safety and first aid
CW.17.03.001 |  | Establishment of Health Service units including all furniture and appliances for medical treatments, medical equipments, beds, utility installations, and other facilities as per specifications | LS
CW.17.03.002 |  | Operation and maintenance of health service stations including all Personnel (Health assistant, Staff nurse) and medical services (medicines, consumables etc.) as specified in specification for the entire period of contsruction and its extension, if any | LS
CW.17.03.003 |  | Provision of safety clothing and equipment and other safety issues for labourers and contractor's other employees or the entire period of contsruction and its extension, if any. | LS
CW.17.04 |  | Environment management
CW.17.04.001 |  | Environmental management of the quarry site including stability of the slopes, minimization of soil erosion and sedimentation. | LS
CW.17.04.002 |  | Environmental management of spoil tip including top soil saving, drainage management, leveling, rolling, compaction, protection for stability and re-vegetation for stability of the slope and reinstatement. | LS
CW.17.04.003 |  | Environmental management of the work area, camp area and other environmental and social measures not and meeting the requirements of specifications | LS

## Access Road (hidden)
JOB TITLE : | MYAGDI KHOLA HPP (65 MW)
JOB NO. : | 930100
SUBJECT : | ESTIMATE | [6 empty] | Cal. By: | B.K
STRUCTURE : | Access road | [6 empty] | Checked By: | S.L
DWG NO. : | [7 empty] | Date: | 2023-01-16
S.N. | DESCRIPTION | UNIT | NOS. | LENGTH | BREADTH | HEIGHT | AREA | PERIMETER | QUANTITY | REMARKS | UNIT RATE | COST
1 | Site Clearance | m2 |  | 453.4 | 8 |  | 3627.2 |  | 3627.2
[8 empty] | Total | 3627.2 |  | 40.5 | 146901.6
2 | Earthwork in Excavation | m3
| Section 0.00-80.00 |  | 1 | 80 |  |  | 12.5 |  | 1000
| Section 80.00 - 160.00 |  | 1 | 80 |  |  | 3.325 |  | 266
| Section 160.00 -240.00 |  | 1 | 80 |  |  | 4.6 |  | 368
| Section 240.00 - 308.00 |  | 1 | 68.4 |  |  | 4.8 |  | 328.32
| Section 308.00 - 400.00 |  | 1 | 92 |  |  | 5 |  | 460
| Section 400.00 - 453.00 |  | 1 | 53 |  |  | 5.5 |  | 291.5
[8 empty] | Total | 1962.32
[8 empty] | BMS Excavation(50%) | 981.16 |  | 320 | 313971.2
[8 empty] | Hard Rock Excavation(50%) | 981.16 |  | 1350 | 1324566
3 | Geotextile | m3
| Throughout the length |  | 1 | 453.4 | 4 |  | 1813.6 |  | 1813.6
[8 empty] | Total | 1813.6
4 | Catch Drain | rm
| Small |  | 1 | 453.4 |  |  |  |  | 453.4
[8 empty] | Total | 453.4
5 | 20mm dia. 2.5m long Rock Bolts | nos
|  |  | 200 | [5 empty] | 200
[8 empty] | Total | 200 |  | 5469.5 | 1093900
[11 empty] | TOTAL | 2879338.8
Note on B30: Bishal Koirala: Spot rockbolts provisioned for slope protection

## Kunaban Diversion (hidden)
JOB TITLE : | MYAGDI KHOLA HPP (57.3 MW)
JOB NO. : | 930100
SUBJECT : | ESTIMATE |  |  |  |  | Cal. By: |  | B.K
STRUCTURE : | KUNABAN DIVERSION WORKS |  |  |  |  | Checked By: |  | S.L
DWG NO. : | [5 empty] | Date: |  | 2023-01-16
S.N. | DESCRIPTION | UNIT | NOS. | LENGTH | BREADTH | HEIGHT | AREA | PERIMETER | QUANTITY | Rate (Nrs) |  | REMARKS
1 | Site Clearance | m2 |  |  |  |  | 1800 |  | 1800
[8 empty] | Total | 1800 | 40.5 | 72900
2 | Earthwork in Excavation | m3
| U/S Earthern dam Phase 1 |  | 1 | 30 |  |  | 0.775 |  | 23.25
| U/S Stone masonry Phase 1 |  | 1 | 67.42 |  |  | 8.94 |  | 602.7348 |  |  | u/s of weir crest
| D/S Stone masonry Phase 1 |  | 1 | 77.16 |  |  | 7.555 |  | 582.9438 |  |  | d/s of weir crest
| U/S Earthern dam Phase 1I |  | 1 | 22.55 |  |  | 1.05 |  | 23.6775
| D/S Earthern dam Phase 1I |  | 1 | 25.01 |  |  | 0.43 |  | 10.7543
[8 empty] | Total | 1243.3604 | 320 | 397875.328
3 | Earthwork in Backfill | m3
| U/S Earthern dam Phase 1 |  | 1 | 30 |  |  | 7.689 |  | 230.67 |  |  | Compacted backfill in dam
| U/S Stone masonry Phase 1 |  | 1 | 67.42 |  |  | 1.443 |  | 97.2871
| D/S Stone masonry Phase 1 |  | 1 | 77.16 |  |  | 0.879 |  | 67.8236
| U/S Stone masonry Phase II |  | 1 | 28.51 |  |  | 1.05 |  | 29.9355
| U/S Earthern dam Phase 1I |  | 1 | 22.55 |  |  | 10.58 |  | 238.579
| D/S Earthern dam Phase 1I |  | 1 | 25.01 |  |  | 11.91 |  | 297.8691
[8 empty] | Total | 962.1643 | 210 | 202054.503
4 | Clay Core
| U/S Earthern dam Phase 1 |  | 1 | 30 |  |  | 2.503 |  | 75.09
| U/S Earthern dam Phase 1I |  | 1 | 22.55 |  |  | 2.503 |  | 56.4427
| D/S Earthern dam Phase 1I |  | 1 | 25.01 |  |  | 2.503 |  | 62.6
[8 empty] | Total | 194.1327 | 300 | 58239.804
4 | C15 Blinding Concrete | m3
| U/S Stone masonry Phase 1 |  | 1 | 67.42 | 2.63 | 0.075 |  |  | 13.2986
| D/S Stone masonry Phase 1 |  | 1 | 77.16 | 2.5 | 0.075 |  |  | 14.4675
| U/S Stone masonry Phase 1I |  | 1 | 28.51 | 2.5 | 0.075 |  |  | 5.3456
[8 empty] | Total | 33.1117 | 13500 | 447008.22
5 | Stone Masonry | m3
| U/S Stone masonry Phase 1 |  | 1 | 67.42 |  |  | 7.374 |  | 497.1551
| D/S Stone masonry Phase 1 |  | 1 | 77.16 |  |  | 7.374 |  | 568.9778
| U/S Stone masonry Phase 1I |  | 1 | 28.51 |  |  | 7.374 |  | 210.2327
[8 empty] | Total | 1276.3657 | 9500 | 12125473.77
6 | PVC Sheet | m2
| U/S Earthern dam Phase 1 |  | 1 | 50.25 |  |  |  | 6.5 | 326.625
| U/S Earthern dam Phase 1I |  | 1 | 44.16 |  |  |  | 6.5 | 287.04
| D/S Earthern dam Phase 1I |  | 1 | 22.04 |  |  |  | 6.5 | 143.26
[8 empty] | Total | 756.925 | 750 | 567693.75
7 | Boulder Riprap | m3
| U/S Earthern dam Phase 1 |  | 1 | 50.25 | 20.74 | 0.3 |  |  | 312.6555 |  |  | 0.3 m deep boulders
| U/S Stone masonry Phase 1 |  | 1 | 34.5 | 17.03 | 0.3 |  |  | 176.2605
| D/S Stone masonry Phase 1 |  | 1 | 94.22 | 25.6 | 0.3 |  |  | 723.6096
| U/S Earthern dam Phase 1I |  | 1 | 44.16 | 17.43 | 0.3 |  |  | 230.9126
| D/S Earthern dam Phase 1I |  | 1 | 22.04 | 15.88 | 0.3 |  |  | 104.9986
[8 empty] | Total | 1548.4368 | 3979 | 6161230.0272
[10 empty] | TOTAL COST | 13303551.625
Component Cost
Note on F30: Saugat Joshi: Average Width
Note on A54: Bishal Koirala: This quantity is redundant as is already considered in Weir

## K.Headworks river protection (hidden)
JOB TITLE : | MYAGDI KHOLA HPP (65 MW)
JOB NO. : | 930100
SUBJECT : | ESTIMATE | [7 empty] | Cal. By: | S.P
STRUCTURE : | KUNABAN HEADWORKS RIVER PROTECTION | [7 empty] | Checked By: | S.L
DWG NO. : | [8 empty] | Date: | 2023-01-16
SN | DESCRIPTION | UNIT | NOS | LENGTH | BREADTH | HEIGHT | PERIMETER | AREA | QUANTITY | REMARKS | UNIT RATE | COST
1 | Site clearance | sqm
| Upstream Site Clearance |  | 1 |  |  |  |  | 600 | 660 | Plan Area
| Downstream Site Clearance |  | 1 |  |  |  |  | 250 | 275 | Plan Area
[8 empty] | TOTAL | 935 |  | 40.5 | 37867.5
2 | Excavation in Boulder Mixed Soil
Flood wall
| Upstream |  |  | 129 |  |  |  | 55.25 | 7127.25
[8 empty] | TOTAL | 7127.25
[9 empty] | 5701.8 | 80% Common Soil | 320 | 1824576
[9 empty] | 1425.45 | 20% Hard Soil | 1350 | 1924357.5
2 | Backfilling (Compacted Earth) | cum
| Flood Wall |  | 1
| Upstream |  | 1 | 129 |  |  |  | 56.29 | 7261.41
[8 empty] | TOTAL | 7261.41 | Common Backfill | 210 | 1524896.1
3 | Formwork | sqm
Floodwall
| Upstream |  | 1 | 129 |  | 21.6 |  | 2786.4 | 3065.04
[8 empty] | TOTAL | 3065.04 |  | 1285 | 3938576.4
4 | 75 mm thick Blinding Concrete (C15) | cum
| Upstream |  | 1 | 129 | 6 | 0.075 |  |  | 58.05
[8 empty] | TOTAL | 58.05 |  | 13500 | 783675
5 | Structural Concrete (C25) | cum
| Upstream |  | 1 | 129 |  |  |  | 11.25 | 1451.25
[8 empty] | TOTAL | 1451.25 |  | 17500 | 25396875
6 | Reinforcement | ton
| Reinforcements |  |  | @ 1% of Volume of C25 concrete |  |  |  | 1% | 113.9231
[8 empty] | TOTAL | 113.9231 |  | 130000 | 14810006.25
8 | 1.5m Dia. Boulder Riprap | sqm
| Upstream |  | 1 |  |  |  |  | 1250 | 1250 | Plan Area
| Downstream |  | 1 |  |  |  |  | 500 | 500 | Plan Area
[8 empty] | TOTAL | 1750 |  | 4956.5 | 8673875
[11 empty] | TOTAL | 58914704.75
Seven Crore Six Lakh
#NAME?
5.6333
232.375
Component Cost

## Boulder Weir (Kunban Updated) (hidden)
JOB TITLE : | MYAGDI KHOLA HPP (65 MW)
JOB NO. : | 930100
SUBJECT : | ESTIMATE | [7 empty] | Cal. By: | S.P
STRUCTURE : | KUNABAN WEIR AND STILLING BASIN | [7 empty] | Checked By: | S.L
DWG NO. : | [8 empty] | Date: | 2023-01-16
SN | DESCRIPTION | UNIT | NOS | LENGTH | BREADTH | HEIGHT | PERIMETER | AREA | QUANTITY | REMARKS | UNIT RATE | COST |  |  |  |  | Rate | Amount
1 | Site Clearance | sqm
At Headworks
| Weir and Stilling Basin |  | 1 |  |  |  |  | 2196.7 | 2416.37 | Plan Area
[8 empty] | TOTAL | 2416.37 |  | 40.5 | 97862.985 |  |  | U/S area | D/S area | 29.85 | 72128.6445
2 | Excavation in Boulder Mixed Soil | cum | [10 empty] | U/S & D/S Glacis
| From Profile |  | 1 |  | 25 |  |  | 200.07 | 5001.75 |  |  |  | D/S Glacis & Stilling end |  | D/S area | Stilling end
[8 empty] | TOTAL | 5001.75 | [7 empty] | 377.19 | 1886610.0825
[9 empty] | 4001.4 | 80% Common Soil | 320 | 1280448
[9 empty] | 1000.35 | 20% Hard Soil | 1350 | 1350472.5
3 | Earthwork in Backfilling
| From Profile |  | 1 |  | 25 |  |  | 166.317 | 4157.925
[8 empty] | TOTAL | 4157.925 | Common Backfilling | 210 | 873164.25
4 | Formworks
U/S Cutoff 1
| Formwork Along Width |  | 2 |  | 21.65 | 3.81 |  | 82.4865 | 164.973
| Formwork For Cross section |  | 2 |  |  |  |  | 3.48 | 6.96
U/S Cutoff 2
| Formwork along Width |  | 2 |  | 20.526 | 3.2 |  | 65.6832 | 131.3664
| Formwork for Cross section |  | 2 |  |  |  |  | 3.11 | 6.22
Central Cutoff
| Formwork along Width |  | 2 |  | 19.95 | 6 |  | 119.7 | 239.4
| Formwork for Cross section |  | 2 |  |  |  |  | 11.53 | 23.06
| Formwork for bottom |  | 2 | 0.9 | 19.95 |  |  | 17.955 | 35.91
D/S Cutoff 1
| Formwork Along Width |  | 2 |  | 18.565 | 4.7 |  | 87.2555 | 174.511
| Formwork For Cross section |  | 2 |  |  |  |  | 6.908 | 13.816
D/S Cutoff 2
| Formwork Along Width |  | 2 |  | 18.146 | 5.5 |  | 99.803 | 199.606
| Formwork For Cross section |  | 2 |  |  |  |  | 7.7 | 15.4
D/S Cutoff 3
| Formwork Along Width |  | 2 |  | 25.717 | 5 |  | 128.585 | 257.17
| Formwork For Cross section |  | 2 |  |  |  |  | 7.21 | 14.42
[8 empty] | TOTAL | 1282.8124 |  | 1285 | 1648413.934
5 | 75 mm thick Blinding Concrete (C15) | sqm
| U/S and D/s Cutoff |  | 1 |  |  | 0.075 |  | 407.6374 | 30.5728 | Plan Area
[8 empty] | TOTAL | 30.5728 |  | 13500 | 412732.8675 |  | B from plan |  |  | 14630.41 | 447292.672
6 | Boulder Riprap | cum
| 1.0-1.25m dia boulder riprap (u/s of weir axis) |  | 1 |  | 20.5 |  |  | 32.649 | 669.3045
| 1.0-1.25m dia boulder packing at d/s cutoff |  | 1 |  | 26 |  |  | 15.859 | 412.334
| 1.25-1.5m dia boulder riprap (d/s of weir axis) |  | 1 |  | 21.5 |  |  | 109.861 | 2362.0115
[8 empty] | TOTAL | 3443.65 |  | 4956.5 | 17068451.225 |  |  |  |  | 12994.39 | 44748131.1235
7 | Structural Concrete (C25) | cum
| U/S Cutoff 1 |  | 1 |  | 21.65 |  |  | 3.48 | 75.342
| U/S Cutoff 2 |  | 1 |  | 20.526 |  |  | 3.11 | 63.8359
| Central Cutoff |  | 1 |  | 19.95 |  |  | 11.53 | 230.0235
| D/S Cutoff 1 |  | 1 |  | 18.565 |  |  | 6.908 | 128.247
| D/S Cutoff 2 |  | 1 |  | 18.146 |  |  | 7.7 | 139.7242
| D/S Cutoff 3 |  | 1 |  | 25.717 |  |  | 7.208 | 185.3681
| Weir-Undersluice Divide Wall |  | 1 | 1
[8 empty] | TOTAL | 822.5407 |  | 17500 | 14394462.53 |  |  |  |  | 18524.06 | 15236793.5756
8 | 0.5m Thick Clay Blanket | cum
| Between U/S Cutoff 1 & 2 |  | 1 | 12.47 | 21.088 | 0.5 |  | 262.9674 | 131.4837
| Between U/S Cutoff 2 & Central Cutoff |  | 1 | 11.73 | 20.238 | 0.5 |  | 237.3917 | 118.6959
[8 empty] | TOTAL | 250.1796 |  | 15000 | 3752693.25 |  |  |  |  | 20967.58 | 5245659.729
9 | 0.5m Thick Filter Layer | cum
| Between U/S Cutoff 1 & 2 |  | 1 | 12.8 | 21.088 |  |  | 269.9264 | 269.9264
| Between U/S Cutoff 2 & Central Cutoff |  | 1 | 12.1 | 20.238 |  |  | 244.8798 | 244.8798
| Between Central Cutoff & D/S Cutoff 1 |  | 1 | 12.6 | 19.2575 |  |  | 242.6445 | 242.6445
| Between D/S Cutoff 1 & 2 |  | 1 | 18.5 | 18.3555 |  |  | 339.5768 | 339.5768
| Between U/S Cutoff 2 & 3 |  | 1 | 40 | 21.9315 |  |  | 877.26 | 877.26
[8 empty] | TOTAL | 1974.2875
10 | Reinforcement | ton
| Reinforcements for C25 |  |  | @ 1% of Volume of C25 concrete |  |  |  |  | 48.43
[8 empty] | TOTAL | 48.43 |  | 130000 | 6295900 |  | @ 0.4% of Volume of C20 concrete |  |  | 128761.68 | 6235928.1624
@ 1.1% of Volume of C25 concrete
11 | Providing and placing the expansion/ contraction joints all in position as per the drawings and all complete as per the specifications | [16 empty] | 73872543.9895
11.1 | Water Bar | m
|  |  | 2 | 46 |  |  |  |  | 92
[8 empty] | TOTAL | 92 |  | 1693 | 155756
11.2 | Seleant | m | 2 | 46 |  |  |  |  | 92 | [5 empty] | Along Length wise |  | 157.625
[8 empty] | TOTAL | 92 |  | 1245 | 114540 |  |  | Along width wise |  | 80
11.3 | Hydroseal | m | 2 | 10 |  |  |  |  | 40
[8 empty] | TOTAL | 40 |  | 1208 | 48320
[11 empty] | TOTAL | 47493217.5415
Twenty Six Crores Fifty Seven Lakhs
1245
1208
1693
BOQ
Component Cost
BOQ
Component Cost
Note on F17: Sandeep Poudel: Average Width
Note on I17: Sandeep Poudel: Area from Section along Profile of weir and undersluice
Note on G27: Bishal Koirala: Including sloped area
Note on I28: Cross sectional Area
Note on I35: Sandeep Poudel: Cross sectional area of weir body
Note on G37: Bishal Koirala: Including sloped area
Note on I38: Cross sectional Area
Note on G40: Bishal Koirala: Including sloped area
Note on I41: Cross sectional Area
Note on G43: Bishal Koirala: Including sloped area
Note on I44: Cross sectional Area
Note on F51: Bishal Koirala: Deducted 1.5m for Structural concrete of 0.5 thickness at one edge and 1 m along other edge
Note on I57: Sandeep Poudel: Plan Area
Note on R84: Susan Vaidya: Weir + Stilling portion
Note on R86: Susan Vaidya: U/S & D/S ends

## Undersluice, T.passage,Fish (Up (hidden)
JOB TITLE : | MYAGDI KHOLA HPP (65 MW)
JOB NO. : | 930100
SUBJECT : | ESTIMATE | [7 empty] | Cal. By: | S.P
STRUCTURE : | KUNABAN UNDERSLUICE TRASHPASSAGE & FISH LADDER | [7 empty] | Checked By: | S.L
DWG NO. : | [8 empty] | Date: | 2023-01-16
SN | DESCRIPTION | UNIT | NOS | LENGTH | BREADTH | HEIGHT | PERIMETER | AREA | QUANTITY | REMARKS | Unit Rate | Cost
1 | Site Clearance | sqm
| For Undersluice |  | 1 |  |  |  |  | 679.665 | 747.6315
| For Trashpassage and Fish Ladder |  | 1 |  |  |  |  | 208.022 | 228.8242
[8 empty] | TOTAL | 976.4557 |  | 40.5 | 39546.4559
2 | Excavation in Boulder Mixed Soil | cum
| U/S Areaof Undersluice |  | 1 |  | 6.5 |  |  | 57.9 | 376.35
| For Undersluice |  | 1 |  | 5.6 |  |  | 650.24 | 3641.344
| Trash Passage |  | 1 |  | 2.6 |  |  | 76.769 | 199.5994
| Fish Ladder |  | 1 |  | 1.3 |  |  | 99.83 | 129.779
[8 empty] | TOTAL | 4347.0724
[9 empty] | 869.4145 | 20% Hard Soil | 320 | 278212.6336
[9 empty] | 3477.6579 | 80% Common Soil | 1350 | 4694838.192
3 | Backfilling (Compacted Earth) | cum
| U/S Areaof Undersluice |  | 1 |  | 6.5 |  |  | 12.717 | 82.6605
| Undersluice |  | 1 |  | 5.6 |  |  | 28.681 | 160.6136
| Trash Passage |  | 1 |  | 2.6 |  |  | 30.79 | 80.054
| Fish Ladder |  | 1 |  | 1.3 |  |  | 2.745 | 3.5685
[8 empty] | TOTAL | 326.8966 | Common Backfilling | 210 | 68648.286
4 | Formwork | sqm
U/S Areaof Undersluice
| Vertical Formwork (along width) |  | 1 |  | 3.25 | 4.5 |  | 14.625 | 14.625
| Formwork on side face |  | 2 |  |  |  |  | 22.205 | 44.41
Undersluice
| U/S Cutoff |  | 1 |  | 7.76 | 6.11 |  | 47.4136 | 47.4136
| D/S Cutoff |  | 1 |  | 3.5 | 4 |  | 14 | 14
| Formwork on side face |  | 2 |  |  |  |  | 97.04 | 194.08
| Wall near Weir |  | 2 |  |  |  |  | 937.573 | 1875.146
| Intermediate wall |  | 2 |  |  |  |  | 827.027 | 1654.054
| Breast Wall |  | 2 |  | 7.25 | 8.95 |  | 64.8875 | 129.775
| Gate Operating Platform |  | 1 | 3.3 | 3.6 |  |  | 11.88 | 11.88
Trash Passage
| Side Wall |  | 2 |  |  |  |  | 248.575 | 497.15
Fish Ladder
| Formwork on side and top |  | 1 | 73.395 |  |  | 4.9 | 359.6355 | 359.6355
[8 empty] | TOTAL | 4842.1691 |  | 1285 | 6222187.2935
5 | 75 mm thick Blinding Concrete (C15) | cum
| Undersluice |  | 1 |  |  | 0.075 |  | 610.6632 | 45.7997
| Trash Passage |  | 1 |  |  | 0.075 |  | 109.98 | 8.2485
| Fish Passage |  | 1 |  |  | 0.075 |  | 95.42 | 7.1565
[8 empty] | TOTAL | 61.2047 |  | 13500 | 826263.99
6 | Structural Concrete (C25) | cum
| U/S Area |  | 1 |  | 4.75 |  |  | 22.305 | 105.9488
Undersluice
| Undersluice floor including cutoffs |  | 1 |  | 5.6 |  |  | 97.04 | 543.424
| Stilling Basin Floor |  |  |  | 5.6 |  |  | 107.834 | 603.8704
| Undersluice Wall (Near weir) |  | 1 | 1 |  |  |  | 937.573 | 937.573
| Undersluice Wall (Intermediate) |  | 1 | 1 |  |  |  | 827.027 | 827.027
| Breast Wall with Operating Platform |  | 1 |  | 3.6 |  |  | 3.732 | 13.4352
Trash Passage
| Bottom Slab |  | 1 | 43.7 |  |  |  | 2.5 | 109.25
| Side wall |  | 1 |  | 1 |  |  | 248.575 | 248.575
| Fish ladder |  | 1 | 73.395 |  |  |  | 0.9 | 66.0555
[8 empty] | TOTAL | 3455.1588 |  | 17500 | 60465279.875
7 | Reinforcement | ton
| Reinforcements for C25 concrete |  |  | @ 1% of Volume of C25 concrete |  |  |  | 1% | 271.23
[8 empty] | TOTAL | 271.23 |  | 130000 | 35259896.0642
8 | 0.4 m Hard Stone Lining | sqm
| Undersluice Floor including u/s sloping glacis |  | 1 | 47.97 | 2.5 |  |  | 119.925 | 119.925
[8 empty] | TOTAL | 119.925 |  | 15000 | 1798875
9 | 16mm Steel Lining | sqm
| Undersluice wall |  | 1 | 5 |  | 0.5 |  | 2.5 | 2.5
[8 empty] | TOTAL | 2.5
10 | Providing and placing the expansion/ contraction joints all in position as per the drawings and all complete as per the specifications
10.1 | Water Bar | m
|  |  | 2 | 30 |  |  |  |  | 60
[8 empty] | TOTAL | 60 |  | 1693 | 101580
10.2 | Seleant | m | 2 | 30 |  |  |  |  | 60
[8 empty] | TOTAL | 60 |  | 1245 | 74700
10.3 | Hydroseal | m2 | 2 | 30 |  |  |  |  | 120
[8 empty] | TOTAL | 120 |  | 1208 | 144960
[11 empty] | TOTAL | 109830027.7902
Eleven Crores Twenty Six Lakhs
Component Cost
Note on I18: Sandeep Poudel: Area from Profile
Note on I20: Sandeep Poudel: Sectional Area
Note on G32: Sandeep Poudel: Only upstream as downstream formwork is to be included in the main body of undersluice
Note on I38: Bishal Koirala: Area of total wall- area of undersluice body
Note on I39: Bishal Koirala: Wall area from intake to end of stilling basin
Note on F40: Bishal Koirala: Bottom area is also considered in this one
Note on I43: Bishal Koirala: Only portion upto confluence of walls have been considered
Note on F53: Bishal Koirala: Average width
Note on F55: Bishal Koirala: The area of wall common with undersluice body has been considered in this section
Note on F62: Bishal Koirala: thickness of wall

## Intake, Gravel Trap and C. (Up (hidden)
JOB TITLE : | MYAGDI KHOLA HPP (65 MW)
JOB NO. : | 930100
SUBJECT : | ESTIMATE | [7 empty] | Cal. By: | S.P
STRUCTURE : | INTAKE AND GRAVEL TRAP | [7 empty] | Checked By: | S.L
DWG NO. : | [8 empty] | Date: | 2023-01-16
S.N. | DESCRIPTION | UNIT | NOS. | LENGTH | BREADTH | HEIGHT | AREA | PERIMETER | QUANTITY | REMARKS | UNIT RATE | COST
1 | Site Clearance | m2
| Intake, Gravel Trap, Flushing Culvert and Collection Pond |  | 1 |  |  |  | 755.32 |  | 830.852
[8 empty] | Total | 830.852 |  | 40.5 | 33649.506
2 | Earthwork in Excavation | m3
| Intake, Gravel Trap and Collection Pond |  | 1 |  | 13 |  | 342.168 |  | 4448.184
| Gravel flushing canal (Major) |  | 1 |  | 1.8 |  | 455.199 |  | 819.3582
| Gravel flushing canal (Minor) |  | 1 |  | 1.6 |  | 326.441 |  | 522.3056
[8 empty] | Total | 5267.5422
[9 empty] | 4214.0338 | Soft Soil (80%)
[9 empty] | 1053.5084 | Surface Rock Excavation (20%)
3 | Earthwork in Backfill | m3
| Intake and Gravel Trap |  | 1 |  | 13 |  | 1.758 |  | 22.854
| Gravel Flushing Canal (Major) |  | 1 |  | 1.8 |  | 14.336 |  | 25.8048
[8 empty] | Total | 48.6588 | Compacted Backfill | 210 | 10218.348
4 | C15 Blinding Concrete | m3
| Intake and gravel trap |  | 1 | 15.757 | 13 | 0.075 | 204.841 |  | 15.3631
| Collection Pond |  | 1 |  |  | 0.075 | 167.22 |  | 12.5415
| Gravel flushing canal (Major) |  | 1 | 54.673 | 1.8 | 0.075 | 98.4114 |  | 7.3809
| Gravel flushing canal (Minor) |  | 1 | 22.449 | 1.6 | 0.075 | 35.9184 |  | 2.6939
[8 empty] | Total | 35.2854 |  | 13500 | 476353.305
6 | C25 Concrete | m3
| Intake and Gravel Trap |  | 1 |  | 10.8 |  | 32.246 |  | 348.2568
| Intake and Gravel Trap Side Walls |  | 1 | 14.36 | 1.1 | 11.175 | 15.796 |  | 176.5203
| Collection Pond |  | 1 |  |  | 0.5 | 167.22 |  | 91.971
| Gate operating platform before intake |  | 1 | 10.8 |  |  | 3.291 |  | 35.5428
| Gate operating platform before collection pond |  | 1 | 10.8 |  |  | 3.079 |  | 33.2532
| Gravel flushing gate structure (major) |  | 1 | 4.8 |  |  | 5.381 |  | 25.8288
Gravel flushing gate structure (minor)
| Gravel flushing canal (major) |  | 1 | 54.673 |  |  | 2.61 |  | 142.6965
| Gravel flushing canal (minor) |  | 1 | 24.45 |  |  | 2.06 |  | 50.367
[8 empty] | Total | 854.0694 |  | 17500 | 14946215.025
7 | C15with 40% Plum
| Intake and gravel trap |  | 1 |  | 10.8 |  | 10.825 |  | 116.91
[8 empty] | Total | 116.91 |  | 11500 | 1344465
8 | Formworks | m2
Intake And Gravel Trap
| Formwork on sides |  | 2 |  |  |  | 43.071 |  | 86.142
| Formwork on vertical faces |  | 1 |  | 10.8 | 12.614 | 136.2312 |  | 136.2312
| Formwork on faces |  | 2 |  |  |  | 90.48 |  | 180.96
| Breast wall and gate operating platform |  | 1 | 14.5 | 10.8 |  | 156.6 |  | 156.6
| Collection Pond |  | 1
| Gravel flushing gate structure |  | 2 |  |  | 0 |  | 0 | 0
| Gravel Flushing canal |  | 1 | 54.673 |  |  |  | 1.8 | 98.4114
[8 empty] | Total | 658.3446 |  | 1285 | 845972.811
9 | Reinforcement | ton
| Intake, gravel trap & Flushing | [5 empty] | 1% of C25 Concrete |  | 67.0445
[8 empty] | Total | 67.0445 |  | 130000 | 8715778.5332
10 | 30 cm thick Hard stone lining | sqm
| Intake and Gravel Trap |  | 1 | 8.405 | 10.8 |  | 90.774 |  | 90.774
| Gravel Flushing canal (major) |  | 1 | 54.673 | 1.2 |  | 65.6076 |  | 65.6076
| Gravel Flushing canal (minor) |  | 1 | 24.45 | 1 |  | 24.45 |  | 24.45
[8 empty] | TOTAL | 180.8316 |  | 9236.98 | 1670337.8726
11 | Providing and placing the expansion/ contraction joints all in position as per the drawings and all complete as per the specifications
| Water Bar | m | 4 | 10 |  |  |  |  | 40
[8 empty] | TOTAL | 40 |  | 1693 | 67720
| Seleant | m | 4 | 10 |  |  |  |  | 40
[8 empty] | TOTAL | 40 |  | 1245 | 49800
| Hydroseal | m2 | 4 | 10 |  |  |  |  | 80
[8 empty] | TOTAL | 80 |  | 1208 | 96640
[11 empty] | TOTAL | 28257150.4007
Three Crore Fifty Six Lakhs
Component Cost
Note on H32: Sandeep Poudel: Sectional area
Note on G33: Bishal Koirala: Average of two walls including cutoff in one
Note on J34: Bishal Koirala: 10% extra to account for slope and vertical areas
Note on H39: Sandeep Poudel: Sectional Area
Note on E50: Sandeep Poudel: all length considered, top bottom, height

## S.basin,HP&Spillway (hidden)
JOB TITLE : | MYAGDI KHOLA HPP (65 MW)
JOB NO. : | 930100
SUBJECT : | ESTIMATE | [7 empty] | Cal. By: | S.P
STRUCTURE : | SETTLING BASIN, HEADPOND AND SPILLWAY | [7 empty] | Checked By: | S.L
DWG NO. : | [8 empty] | Date: | 2023-01-16
S.N. | DESCRIPTION | UNIT | NOS. | LENGTH | BREADTH | HEIGHT | AREA | PERIMETER | QUANTITY | REMARKS | UNIT RATE | COST
1 | Site Clearance | m2
| Settling basin |  | 1 |  |  |  | 2560 |  | 2816 | Plan Area
| Headpond and spillway |  | 1 |  |  |  | 838 |  | 921.8
| Floodwall |  | 1 | 165 | 8.5 |  | 1402.5 |  | 1542.75
[8 empty] | Total | 5280.55 |  | 40.5 | 213862.275
2 | Earthwork in Excavation | m3
| Inlet transition zone |  | 1 | 21.28 |  |  | 379.75 |  | 8081.08
| Main settling zone |  | 1 | 85 |  |  | 325.4 |  | 27659
| Headpond and Spillway |  | 1 | 21.05 |  |  | 211 |  | 4441.55
| Spillway Channel |  | 1 |  | 6 |  | 40 |  | 288
| Flood wall |  | 1 | 165 |  |  | 34.2 |  | 5643
[8 empty] | Total | 46112.63
[9 empty] | 23056.315 | 50% Common Soil | 320 | 7378020.8
[9 empty] | 23056.315 | 50% hard soil | 1350 | 31126025.25
3 | Earthwork in Backfill | m3
| Inlet transition zone |  | 1 | 21.28 |  |  | 45.2 |  | 961.856
| Main settling zone |  | 1 | 85 |  |  | 75 |  | 6375
| Headpond and Spillway |  | 1 | 21.05 |  |  | 119 |  | 2504.95
| Spillway Channel |  | 1 |  | 6 |  | 60 |  | 432
| Flood wall |  | 1 | 165 |  |  | 40.2 |  | 6633
[8 empty] | Total | 16906.806 | Common Backfilling | 210 | 3550429.26
4 | C15 Blinding Concrete | m3
| Inlet transition zone |  | 2 |  |  | 0.075 | 181 |  | 27.15 | Plan Area
| Main settling zone |  | 2 |  |  | 0.075 | 1063.15 |  | 159.4725
| Headpond and Spillway |  | 1 |  |  | 0.075 | 615 |  | 46.125
| Spillway Channel |  | 1 |  |  | 0.075 | 225 |  | 16.875
| Flood wall |  | 1 | 165 | 4 | 0.075 | 660 |  | 49.5
[8 empty] | Total | 299.1225 |  | 13500 | 4038153.75
5 | C25 Concrete | m3
Settling Basin
| Inlet transition zone |  | 1 | 21.28 |  |  | 35.906 |  | 764.0797
| Main settling zone |  | 1 | 85 |  |  | 48.388 |  | 4112.98
Settling basin orifice outlet gate
| Breast wall (bottom and top) |  | 4 |  | 4 |  | 7.3 |  | 116.8
Flushing Gate structure
| Side walls including breast wall |  | 2 |  |  | 12.36 | 4.42 |  | 109.2624
| Top Slab |  | 2 |  |  | 0.35 | 6.67 |  | 4.669
Headpond
| Side walls |  | 1 |  | 1.3 | 9.9 |  | 58.46 | 752.3802
| Base slab |  | 1 |  |  | 1.5 | 251 |  | 376.5
Spillway
| Spillway side wall |  | 1 |  |  | 0.5 | 6.11 | 57.65 | 176.1208
| Spillway base slab |  | 1 |  |  | 0.8 | 191 |  | 152.8
| cascade portion (side wall) |  | 2 |  |  | 0.5 | 263 |  | 263
| cascade portion (bottom slab and cutoff) |  | 1 |  | 5 |  | 35.52 |  | 177.6
| Floodwall |  | 1
| Type A |  | 1 | 45 |  |  | 4.607 |  | 207.315
| Type B |  | 1 | 45 |  |  | 5.63 |  | 253.35
| Type C |  | 1 | 30 |  |  | 6.194 |  | 185.82
| Type D |  | 1 | 15 |  |  | 10.277 |  | 154.155
| Type E |  | 1 | 30 |  |  | 6.455 |  | 193.65
[8 empty] | Total | 8000.482 |  | 17500 | 140008435.525
6 | Formworks
Inlet transition zone
| External wall (Hill & river side) |  | 4 | 21.28 |  | 8.68 | 184.7104 |  | 738.8416
| Internal wall (inside) |  | 4 | 21.28 |  | 6.98 | 148.5344 |  | 594.1376
| Closing face |  | 2 |  |  |  | 35.906 |  | 71.812
Main settling basin zone
| External wall (Hill & river side) |  | 4 | 85 |  | 7.23 | 614.55 |  | 2458.2
| Intermediate wall |  | 2 | 85 |  | 5.06 | 430.1 |  | 860.2
| Closing face |  | 2 |  |  |  | 48.388 |  | 96.776
Settling basin Orifice Outlet gate
| Breast wall (top and bottom) |  | 8 |  | 4 | 11 | 44 |  | 352
Flushing Gate structure
| Side walls |  | 4 |  |  | 12.36 |  | 10.4 | 514.176
Headpond
| Side walls |  | 2 |  |  | 9.9 |  | 58.46 | 1157.508
Spillway
| Spillway side wall |  | 2 |  |  |  | 6.11 | 57.65 | 704.483
| cascade portion (side wall) |  | 2 |  |  |  | 263 |  | 0
| cascade portion (bottom slab and cutoff) |  | 2 |  |  |  | 64.2 |  | 128.4
Floodwall
| Type A |  | 2 | 45 |  |  | 4.5 |  | 405
| Type B |  | 2 | 45 |  |  | 6 |  | 540
| Type C |  | 2 | 30 |  |  | 6.5 |  | 390
| Type D |  | 2 | 15 |  |  | 8 |  | 240
| Type E |  | 2 | 30 |  |  | 6.6 |  | 396
| Floowall face support |  | 2 |  |  |  | 33.163 |  | 66.326
[8 empty] | Total | 9713.8602 |  | 1285 | 12482310.357
7 | Reinforcement | ton
| Reinforcement For Spillway | [5 empty] | 1.0% of C25 Concrete |  | 628.0378
[8 empty] | Total | 628.0378 |  | 130000 | 81644919.1161
8 | Gabion wall Works | cum
| 0.5m thick gabion mattress at inlet transition |  | 2 | 21.28 | 5.82 |  |  |  | 247.6992
| 0.5m thick gabion mattress at main settling zone |  | 1 | 85 | 6.7 |  |  |  | 569.5
| 0.5m thick gabion mattress at headpond |  | 1 | 21.05 | 11.9 |  |  |  | 250.495
| Gabion Retaining wall at hillside of headpond |  | 1 | 21.05 |  |  | 12 |  | 252.6
[8 empty] | Total | 1320.2942 |  | 600 | 792176.52
9 | 1 in 4 Stone Masonry | cum
| Inlet Transition Zone |  | 1 | 21.28 |  |  | 14.187 |  | 301.8994
| Main settling basin bay |  | 1 | 85 |  |  | 67.109 |  | 5704.265
| Spillway |  | 1 | 6 |  |  | 59.5 |  | 357
[8 empty] | Total | 6363.1644 |  | 500 | 3181582.18
10 | Slope Protection work | no
| Soil nailing @ 1.5mC/C |  | 7 | 42.5 |  |  |  |  | 199
[8 empty] | Total | 199
11 | Surface Drainage works | rm
| Catch drainage |  | 2 | 127.33 |  |  | 0.6341 |  | 161.4799
[8 empty] | Total | 161.4799
12 | Sub-Surface Drainage works | rm
| Providing and placing 0.4m HDPE pipe |  | 1 | 127.33 |  |  |  |  | 127.33
[8 empty] | Total | 127.33
13 | Providing and placing the expansion/ contraction joints all in position as per the drawings and all complete as per the specifications
13.1 | Water Bar | m
| over all settling basin area |  | 7 | 50 |  |  |  |  | 350
[8 empty] | Total | 350 |  | 1693 | 592550
13.2 | Sealant | m
| over all settling basin area |  | 7 | 50 |  |  |  |  | 350
[8 empty] | TOTAL | 350 |  | 1245 | 435750
13.3 | Hydro seal | m
| over all settling basin area |  | 7 | 50 |  |  |  |  | 700
[8 empty] | Total | 700 |  | 1208 | 845600
[11 empty] | TOTAL | 286289815.0331
Thirty Eight Crores Twenty Lakhs
Component Cost
Note on H69: Sandeep Poudel: Sectional Area
Note on J104: Bishal Koirala: Isn't this too much?
Note on D108: Sandeep Poudel: Considering 10m excavation height to be provided with soil nail
Note on E108: Sandeep Poudel: Considering soil nailing is only required for half the stretch of settling basin main bay

## HM_Pipe Cost (hidden)
JOB TITLE : | MYAGDI KHOLA HPP (65 MW)
JOB NO. : | 930100
SUBJECT : | ESTIMATE |  |  |  | Cal. By: | S.P
STRUCTURE : | HM PIPE |  |  |  | Checked By: | S.L
DWG NO. : |  |  |  |  | Date: | 2023-01-16
S.N. | Description | Length | Dia. | Thickness | Area | Volume | Weight | Rate | Cost
1 | Steel Pipe of 10mm thickness | 400 | 2.2 | 0.01 | 0.069115 | 27.646 | 217021.2205 | 200 | 43404244.102

## Headrace Pipe (hidden)
JOB TITLE : | MYAGDI KHOLA HPP (65 MW)
JOB NO. : | 930100
SUBJECT : | ESTIMATE | [7 empty] | Cal. By: | B.K
STRUCTURE : | HEADRACE PIPE | [7 empty] | Checked By: | S.L
DWG NO. : | [8 empty] | Date: | 2023-01-16
S.N. | DESCRIPTION | UNIT | NOS. | LENGTH | BREADTH | HEIGHT | AREA | PERIMETER | QUANTITY | REMARKS | UNIT RATE | COST
1 | Site Clearance | m2 |  |  |  |  | 5000 |  | 5000
[8 empty] | Total | 5000 |  | 40.5 | 202500
2 | Earthwork in Excavation | m3
| CH 00-20 |  | 1 | 7.63 |  |  | 105.076 |  | 801.7299
| CH 20-40 |  | 1 | 20 |  |  | 82.1815 |  | 1643.63
| CH 40-110 |  | 1 | 70 |  |  | 43.79 |  | 3065.3
| CH 110-230 |  | 1 | 120 |  |  | 25.804 |  | 3096.48
| CH 230-320 |  | 1 | 90 |  |  | 126.7893 |  | 11411.037
| CH 320-430 |  | 1 | 110 |  |  | 223.541 |  | 24589.51
| CH 430-434.66 |  | 1 | 4.66 |  |  | 263.8581 |  | 1229.5787
[8 empty] | Total | 44607.6869
[7 empty] | BMS EXCAVATION (85%) |  | 37916.5338 |  | 320 | 12133290.8314
[7 empty] | ROCK EXCAVATION(15%) |  | 6691.153 |  | 1350 | 9033056.5932
3 | Backfilling | m3
| CH 00-20 |  | 1 | 7.63 |  |  | 44.344 |  | 338.3447
| CH 20-40 |  | 1 | 20 |  |  | 30.376 |  | 607.52
| CH 40-110 |  | 1 | 70 |  |  | 13.431 |  | 940.17
| CH 110-230 |  | 1 | 120 |  |  | 11.101 |  | 1332.12
| CH 230-320 |  | 1 | 90 |  |  | 35.396 |  | 3185.64
| CH 320-430 |  | 1 | 110 |  |  | 63.165 |  | 6948.15
| CH 430-434.66 |  | 1 | 4.66 |  |  | 74.0146 |  | 344.908
[8 empty] | Total | 13696.8528 |  | 210 | 2876339.0788
4 | 0.3m thick Sand Filling | m3 | 1 | 350 |  |  | 4 |  | 1400
[8 empty] | Total | 1400 |  | 1575 | 2205000
5 | C15 Blinding Concrete | m3
| Headrace Pipe Casing |  | 1 | 153.35 | 3 |  |  |  | 460.05
| HAB Casing at bends |  | 1 | 26.65 | 4 |  |  |  | 106.6
[8 empty] | Total | 566.65 |  | 11500 | 6516475
6 | C25 Concreting | m3
| HAB Concreting Casing at bends |  | 4 | 6.665 |  |  | 12.2 |  | 325.252
Headrace Pipe Casing
| Type 1 |  | 1 | 16.3 |  |  | 10.55 |  | 171.965
| Type II |  | 1 | 153.35 |  |  | 5.2 |  | 797.42
[8 empty] | Total | 1294.637 |  | 17500 | 22656147.5
7 | Manhole Walls (Masonry) | m3 | 3 |  |  | 4.5 | 2.67 |  | 36.045
[8 empty] | Total | 36.045 |  | 9500 | 342427.5
8 | Formworks | m2
Headrace Pipe casing type 1
| Headrace Pipe casing type 2 |  | 1 | 153.35 |  | 3 |  |  | 460.05 | (2 side walls )
| HAB side wall |  | 2 | 26.65 |  | 4 |  |  | 213.2
| At HAB ends |  | 8 |  |  | 12.2 |  |  | 97.6
[8 empty] | Total | 770.85 |  | 1285 | 990542.25
9 | Reinforcement | ton |  |  | 1% of C25 Concrete |  |  |  | 101.629
[8 empty] | Total | 101.629 |  | 130000 | 13211770.585
10 | Gabion Walls Protection | Units | [6 empty] | ( 1m x 1m units)
| CH 40-110 |  | 1 | 70 |  |  |  |  | 70
| CH 110-230 |  | 1 | 120 |  |  |  |  | 120
| CH 230-320 |  | 1 | 90 |  |  |  |  | 90
[8 empty] | Total | 280 |  | 5189.5 | 1453060
11 | Basepads | m3 | 40 | 3 |  |  | 0.75 |  | 90
[8 empty] | Total | 90
12 | Stone masonry abutment for kholsi crossing | m3 | 2 | 1 | 4 | 14.209 |  |  | 113.672
[8 empty] | Total | 113.672 |  | 9500 | 1079884
13 | Boulder riprap 1-1.25m thick | m3 |  | 8 | 14.18 | 1.25 |  |  | 141.8
[11 empty] | TOTAL | 72700493.3383
Eight Crore Fifty Six Lakhs Sixty
Note on E43: Bishal Koirala:
Note on E56: Bishal Koirala: length along center line considered to be average
Note on G57: Bishal Koirala: c/s Area of Concrete -area of pipe
Note on E64: Bishal Koirala: These are included to account for site specific conditions
Note on F108: ====== ID#AAAAMXOGGkc Sandeep Poudel (2021-05-15 07:04:11) From plan

## Inlet Portal (hidden)
JOB TITLE : | MYAGDI KHOLA HPP (65 MW)
JOB NO. : | 930100
SUBJECT : | ESTIMATE | [7 empty] | Cal. By: | S.P
STRUCTURE : | INLET PORTAL | [7 empty] | Checked By: | S.L
DWG NO. : | [8 empty] | Date: | 2023-01-16
SN | DESCRIPTION | UNIT | NOS | LENGTH | BREADTH | HEIGHT | AREA | VOLUME | QUANTITY | REMARKS
1 | Site Clearance | sqm
| Inlet portal |  | 1 |  |  |  | 1000 |  | 1000
[8 empty] | TOTAL | 1000
2 | Excavation of various types of the materials including disposal etc. all complete as per the specifications and the drawings | cum | [10 empty] | 1470
2.1 | Excavation in Boulder Mixed and Common Soil |  | 1 | 28 |  |  | 260 | 7280 |  |  | 1075.5
[8 empty] | TOTAL | 5096 | considering 70% BMS
2.2 | Excavation in Hard Rock |  | 1 | [5 empty] | 2184
[8 empty] | TOTAL | 2184 | considering 30% rock
3 | 25mm dia 3.5m long Rockbolts (1.5m x 1.5m) | nos
no per m2
| Front face and sides |  | 1 | 2.25 |  |  | 900 |  | 400
[8 empty] | TOTAL | 400
4 | 100 mm thick Shotcrete | cum
Inlet portal
| Front face |  | 1 |  | 0.1 |  | 900 |  | 90 |  |  | 11.66
[8 empty] | TOTAL | 90 |  | 11.1
5 | Wiremesh | sq.m
|  |  | 1 |  |  |  | 900 |  | 900
[8 empty] | TOTAL | 900
6 | Weep Holes | nos | [9 empty] | 3
no per m2
|  |  | 1 | 3 |  |  | 900 |  | 300
[8 empty] | TOTAL | 300
Note on E15: Ronit Kayastha: average length

## Outlet Portal Final (hidden)
JOB TITLE : | MYAGDI KHOLA HPP (65 MW)
JOB NO. : | 930100
SUBJECT : | ESTIMATE | [7 empty] | Cal. By: | S.P
STRUCTURE : | DROP SHAFT OUTLET PORTAL | [7 empty] | Checked By: | S.L
DWG NO. : | [8 empty] | Date: | 2023-01-16
SN | DESCRIPTION | UNIT | NOS | LENGTH | BREADTH | HEIGHT | AREA | VOLUME | QUANTITY | REMARKS
1 | Site Clearance | sqm
| Outlet portal |  | 1 |  |  |  | 650 |  | 650
[8 empty] | TOTAL | 650
2 | Excavation of various types of the materials including disposal etc. all complete as per the specifications and the drawings | cum | [10 empty] | 1470
2.2 | Excavation in Hard Rock |  | 1 |  | 18 |  | 557.5 |  | 10035
[8 empty] | TOTAL | 10035
3 | 20mm dia 3.5m long Rockbolts (1.5m x 1.5m) | nos
no per m2
| Front and side |  | 1 | 2.25 |  |  | 801 |  | 356
[8 empty] | TOTAL | 356
4 | 120 mm thick plainShotcrete | cum
Inlet portal
| Front face ans side face |  | 1 |  |  |  | 801 |  | 801 |  |  | 11.66
[8 empty] | TOTAL | 801 |  | 11.1
5 | Wiremesh | sq.m
|  |  | 1 |  |  |  | 801 |  | 801
[8 empty] | TOTAL | 801
6 | Weep Holes | nos | [9 empty] | 3
no per m2
|  |  | 1 | 3 |  |  | 801 |  | 267
[8 empty] | TOTAL | 267
Note on F15: Bishal Koirala: Average of width at top and bottom
Note on H19: Bishal Koirala: =height of excavation x average width

## Adit Tunnel (hidden)
JOB TITLE : | MYAGDI KHOLA HPP (65 MW)
JOB NO. : | 930100 | [8 empty] | Total ht | 3.5
SUBJECT : | ESTIMATE | [6 empty] | Cal. By: | S.P | Dia | 3.2 | 1.6 |  | Total ht | 4.5
STRUCTURE : | HEAD RACE TUNEL | [6 empty] | Checked By: | S.L
DWG NO. : | [7 empty] | Date: | 2023-01-16
[10 empty] | Ht | 2 |  | 9.0265 | Dia. | 4 | 2
| Length of Adit I | 128.2 | m | [10 empty] | Ht | 2.5 |  | 0.5 | 0
| Length of Adit II | 196.1 | m | [11 empty] | 0.3
| Total Length of Tunnel | 324.3 | m
| Rock types |  | Steel fibre Reinforced Shotcrete (m) | Cement Grouted Rock Bolts Spacing | Concrete lining at Crown and wall Area (m3) | Area for excavation (m2) | Perimeter of Crown & Wall for Shotcrete (m) | Perimeter for Formwork (m) | Invet level m2
| S1 |  | 0.05 | 1.8 | 0 | 10.4212 | 11.1261 | 0 | 0.64 |  | 2.2
| S2 |  | 0.05 | 1.5 | 0 | 10.4212 | 11.1261 | 0 | 0.64 |  | 0.44
| S3 |  | 0.1 | 1.3 | 0 | 10.4212 | 10.969 | 0 | 0.64
| S4 |  | 0.12 | 1.2 | 0 | 10.4212 | 10.9062 | 0 | 0.64
| S5 |  | 0.15 | 1 | 0 | 10.4212 | 10.8119 | 0 | 0.64
| S6 |  | 0.1 | 1 | 2.7423 | 10.4212 | 10.969 | 10.0265 | 0
[10 empty] | 0 |  | #REF!
| Particulars | Units | S1 | S2 | S3 | S4 | S5 | S6 | Total
S.No | Length of Tunnel | m | 0 | 0 | 97.29 | 97.29 | 64.86 | 64.86 | 324.3
1 | Underground Excavation | m3 | 0 | 0 | 1013.8823 | 1013.8823 | 675.9215 | 701.2628 | 3404.949
2 | Fibre Reinforced Shotcrete (100mm) | sqm | 0 | 0 | 1067.1765 | 0 | 0 | 711.451 | 1778.6276
3 | Fibre Reinforced Shotcrete (120mm) | sqm | 0 | 0 | 0 | 1061.0636 | 0 | 0 | 1061.0636
4 | Fibre Reinforced Shotcrete (150mm) | sqm | 0 | 0 | 0 | 0 | 701.2628 | 0 | 701.2628
5 | Final Concrete Lining | m3 | 0 | 0 | 0 | 0 | 0 | 177.8628 | 177.8628
6 | Formwork around concrete lining | m2 | 0 | 0 | 0 | 0 | 0 | 650.3219 | 650.3219
7 | 2.2m long, 20mm dia Rock Bolts | nos | 0 | 0 | 632 | 737 | 0 | 0 | 1369
8 | 2.5m long, 20mm dia Rock Bolts | nos | 0 | 0 | 0 | 0 | 702 | 712 | 1414
9 | Spilling Bolts, 6m long, 25mm dia 40cm spacing | nos | 0 | 0 | 0 | 0 | 0 | 461 | 461
10 | Steel Ribs (ISMB 150) at 1.5m spacing | ton | 0 | 0 | 0 | 0 | 0 | 3.7887 | 3.7887
11 | concrete at invert | m3 | 0 | 0 | 62.2656 | 62.2656 | 41.5104 | 0 | 166.0416
12 | Reinforcement | ton | 0 | 0 | 2.4439 | 2.4439 | 1.6293 | 6.9811 | 13.4982
13 | Cleaning invert | sqm | 0 | 0 | 311.328 | 311.328 | 207.552 | 0 | 830.208
14 | wire mesh | m2 | 0 | 0 | 426.8706 | 424.4255 | 280.5051 | 284.5804 | 1416.3816
|  |  |  | 0 | 33.5093 | 33.3174 | 22.0197 | 22.3396

## HRT (Alt.)
[7 empty] | Cal. By: | S.P
JOB TITLE : | MYAGDI KHOLA HPP (65 MW) | [5 empty] | Checked By: | S.L
JOB NO. : | 930100 | [5 empty] | Date: | 2023-01-16
SUBJECT : | ESTIMATE |  |  | Rib Section Details
STRUCTURE : | HEAD RACE TUNEL |  | Section Type: |  | D-shaped
DWG NO. : |  |  | Shotcrete face finish Diameter |  | 3.2 | m | 1.6 | 1.9
|  |  | Shotcrete face finish Height |  | 3.5 | m | 4 | 2.4
[5 empty] | 0.3 | m
|  |  | For Pay line |  | 0.1 | m | Beyond excavation line
| Length of Stretch I | 108.26 |  |  |  | m
| Length of Stretch II | 129.79 |  |  |  | m
| Length of Stretch III | 3514.58 |  |  |  | m
| Length of Stretch IV | 1808.35 |  |  |  | m
| Length of Stretch V | 557.02 |  |  |  | m
|  |  | Invert lining thickness |  | 0.2 | m
|  |  | Concrete lining thickness |  | 0.25 | m
|  |  | Rib spacing in Class V |  | 1.5 | m | (Rib provided in lower Q value of this class)
|  |  | Rib spacing in Class VI |  | 1 | m
|  |  | Per meter weight |  | 15 | kg
|  |  | Rib Size (ISMB 150) |  | 0.15 | m
| Total Length of Tunnel | 6105 | m
| Rock types |  | Steel fibre Reinforced Shotcrete (m) | Cement Grouted Rock Bolts Spacing | Final Concrete lining at Crown and wall Area & Invert (m3) | Area for excavation (m2) | Perimeter of Crown & Wall for Shotcrete (m) | Perimeter for Formwork (m) | Invet level m2 | Remarks
| S1 |  | 0.05 | 1.8 | 0 | 12.1606 | 8.8265 | 0 | 0.64 |  | 12.16
| S2 |  | 0.05 | 1.5 | 0 | 12.1606 | 8.8265 | 0 | 0.64
| S3 |  | 0.1 | 1.3 | 0 | 12.6494 | 8.8265 | 0 | 0.64
| S3-1 |  | 0.1 | 1.3 | 0 | 14.4494 | 9.8265 | 0 | 0.64
| S4 |  | 0.12 | 1.2 | 0 | 12.8471 | 8.8265 | 0 | 0.64
| S4-1 |  | 0.12 | 1.2 | 0 | 14.6671 | 9.8265 | 0 | 0.64
| S5 |  | 0.15 | 1 | 3.0066 | 13.1461 | 8.8265 | 7.8841 | 0.64
| S6 |  | 0.1 | 1 | 3.0066 | 13.1461 | 8.8265 | 7.8841 | 0
[5 empty] | 34.78% |  | 37.3%
| Particulars | Units | S1 | S2 | S3 | S3-1 | S4 | S4--1 | S5 | S6 | Total | 132.3982 | 2000 | 1666.6667 | 220663.7061 | 220.6637
S.No | Length of Tunnel | m | 0 | 0 | 212.3319 | 1910.9871 | 683.1495 | 1594.0155 | 1250.304 | 454.212 | 6105
1 | Underground Excavation | m3 | 0 | 0 | 2685.8669 | 27612.579 | 8776.4939 | 23379.5939 | 16436.5594 | 5971.0939 | 84862.187
2 | Fiber Reinforced Concrete (100mm) | m2 | 0 | 0 | 1874.1578 | 18778.4069 | 0 |  | 0 | 4009.1241 | 24661.6888
3 | Fiber Reinforced Concrete (120mm) | m2 | 0 | 0 | 0 |  | 6029.852 | 15663.6702 | 0 | 0 | 21693.5222
4 | Fibre Reinforced Shotcrete (150mm) | m2 | 0 | 0 | 0 |  | 0 |  | 11035.8686 | 0 | 11035.8686
5 | Final Concrete Lining (70% stretch of ClassV & 100% stretch of VI) | m3 | 0 | 0 | 0 |  | 0 |  | 2631.4472 | 1365.6506 | 3997.0979
6 | Formwork around concrete lining | m2 | 0 | 0 | 0 |  | 0 |  | 6900.2394 | 3581.0394 | 10481.2788
7 | Reinforcement in the structural concrete lining | ton | 0 | 0 | 0 |  | 0 |  | 144.598 | 75.0425 | 219.6405
8 | 2.2m long, 20mm dia Rock Bolts | Nos. | 0 | 0 | 1109 | 1235 | 4188 | 4662 | 0 | 0 | 11194
9 | 2.5m long, 20mm dia Rock Bolts | Nos. | 0 | 0 | 0 |  | 0 |  | 11036 | 4010 | 15046
10 | Spilling Bolts, 6m long, 25mm dia 40cm spacing | nos | 0 | 0 | 0 |  | 0 |  | 0 | 1427 | 1427
11 | Steel Ribs (ISMB 150) in 100% of Class V + in 100% of Class VI | ton | 0 | 0 | 0 |  | 0 |  | 110.4201 | 60.2412 | 170.6613
12 | Cleaning invert | sqm | 0 | 0 | 679.4621 | 6115.1587 | 2186.0784 | 5100.8496 | 4000.9728 | 1453.4784 | 19536
13 | Invert Concrete (C25) | m3 | 0 | 0 | 135.8924 | 1223.0317 | 437.2157 | 1020.1699 | 240.0584 | 0 | 3056.3681
14 | Reinforcement | ton | 0 | 0 | 5.3338 | 48.004 | 17.1607 | 40.0417 | 9.4223 | 0 | 119.9624
15 | wire mesh | m2 | 0 | 0 | 749.6631 | 7511.3628 | 2411.9408 | 6265.4681 | 11035.8686 | 4009.1241 | 31983.4275
[8 empty] | Total reinforcement | 339.603
Soft tunneling
| length | 127.7
| cost / m | 500000
| Total cost | 63850000
Note on J45: Nitish Sapkota: 15Kg/m ISMB Rib, Spacing 1.5m
Note on K45: Nitish Sapkota: 15Kg/m ISMB Rib, Spacing 1.5m

## Aeration tunnel (Alt.) (hidden)
JOB TITLE : | MYAGDI KHOLA HPP (65 MW)
JOB NO. : | 930100
SUBJECT : | ESTIMATE | [5 empty] | Cal. By: | S.P
STRUCTURE : | AERATIONTUNNEL | [5 empty] | Checked By: | S.L
DWG NO. : | [6 empty] | Date: | 2023-01-16
AERATION TUNNEL
Diameter of tunnel | 3 | m | [8 empty] | Total height | 3
Total Length of Tunnel | 41 | m | [8 empty] | Dia. | 3 | 1.5
Size of Horse Shoe Shaped Tunnel |  | m | [8 empty] | ht | 1.5
Rock types | Percentage of total length | Reinforced Shotcrete (m) | Rock Bolts Spacing | Concrete lining at Crown and wall Area (m3) | Area for excavation (m2) | Perimeter of Crown & Wall for Shotcrete (m) | Perimeter for Formwork (m) | Invert level m2
| 100% | 0.1 | 1.2 | 0 | 9.6396 | 7.7124 | 7.7124 | 0
| Particulars | Units
S.No | Length of Tunnel | m | 41 | [6 empty] | 8
31
1 | Fibre Reinforced Shotcrete | m3 | 316.2079 | [6 empty] | 248
2 | 2.5 m long, 20mm dia Rock Bolts | nos | 220
SN | DESCRIPTION | UNIT | NOS | LENGTH | BREADTH | HEIGHT | PERIMETER | AREA | QUANTITY
1 | Total Excavation | cum
|  |  | 1 | 41 |  |  |  | 9.6396 | 395.2237
[8 empty] | TOTAL | 395.2237
2 | Shotcrete | m2
| 100mm thick fiber reinforced shotcrete |  |  | 41 |  |  | 7.7124 | 316.2079 | 252.9664
| 150mm thick fiber reinforced shotcrete | [7 empty] | 63.2416
[8 empty] | TOTAL | 316.2079
3 | Wire mesh for shortcrete |  |  | 41 |  |  | 7.7124 |  | 316.2079
[8 empty] | TOTAL | 31.6208
4 | Cleaning Invert | sqm |  |  |  |  | 123 |  | 123
5 | 2.5m long 20mm dia Rock Bolts | nos
220
[8 empty] | TOTAL | 220
6 | ISMB 150 Steel rib | Tons | [5 empty] | 0.94862 | 0.94862
7 | Spilling Bolts, 6m long, 25mm dia 40cm spacing | nos |  |  |  |  | 4.7124 |  | 25
Note on I41: Bishal Koirala: 20% in rock class 5 and 6

## Surge (hidden)
JOB TITLE : | MYAGDI KHOLA HPP (65 MW)
JOB NO. : | 930100
SUBJECT : | ESTIMATE | [5 empty] | Cal. By: | S.P
STRUCTURE : | SURGE SHAFT | [5 empty] | Checked By: | S.L
DWG NO. : | [6 empty] | Date: | 2023-01-16
SURGE SHAFT
SN | DESCRIPTION | UNIT | NOS | LENGTH | BREADTH | HEIGHT | PERIMETER | AREA | QUANTITY
1 | Underground Excavation
| Underground surge shaft excavation |  |  | 10.5 |  | 45.86 |  | 86.5901 | 3971.0242
| excavation for dome |  |  | 9 |  | 4.5 |  | 63.6173 | 286.2776
[8 empty] | TOTAL | 4257.3018
2 | Surface Excavation | cum
| Surface Rock Excavation for aeration |  |  | 4 |  |  |  | 18.089 | 72.356
| Excavation for retaining wall |  |  | 4 |  |  |  | 23.234 | 92.936
[8 empty] | TOTAL | 165.292
3 | Structural Concrete (C25) | cum
| Dome |  | 1 | 8 |  | 0.5 |  | 26.7363 | 13.3681
| 50 cm thick portion |  | 1 | 8.5 | 0.5 | 14.7 | 26.7035 | 13.3518 | 196.271
| 100 cm thick portion |  | 1 | 9 | 1 | 15 | 28.2743 | 28.2743 | 424.115
| 150 cm thick portion |  | 1 | 9.5 | 1.5 | 11.5 | 29.8451 | 44.7677 | 514.8285
| Base slab |  | 1 | 11 |  |  |  | 22.32 | 245.52
| Rock trap |  | 1 | 3 |  |  |  | 17.434 | 52.302
| Baffle walls |  | 9 | 3 |  |  |  | 0.7 | 18.9
[8 empty] | TOTAL | 1465.3046
4 | Shotcrete | [9 empty] | 1640.0056
|  |  | 1 |  |  |  | 1640.0056 |  | 1640.0056
| Formwork | sqm
[8 empty] | TOTAL | 1758.3656 | 1758.3656
4 | Reinforcement | ton
| Reinforcement @ 1% of concrete Volume | [7 empty] | 164.0006
[8 empty] | TOTAL | 164.0006
5 | Bolt
| 25 mm dia 3 m long at 1.5m c/c |  |  | 8 |  | 4.5 |  | 25.1327 | 50
| 25 mm dia 3 m long at 1.5m c/c |  |  | 10 |  | 45.86 |  | 31.4159 | 640
[8 empty] | TOTAL | 690
6 | Stone masonry Retaining wall | cum
| retaining wall aeration tunnel accessibility |  | 1 | 4 |  |  |  | 12.887 | 51.548
[8 empty] | TOTAL | 51.548

## DS1 (hidden)
JOB TITLE : | MYAGDI KHOLA HPP (65 MW)
JOB NO. : | 930100
SUBJECT : | ESTIMATE | [7 empty] | Cal. By: | S.P
STRUCTURE : | DROP SHAFT OUTLET PORTAL | [7 empty] | Checked By: | S.L
DWG NO. : | [8 empty] | Date: | 2023-01-16
SN | DESCRIPTION | UNIT | NOS | LENGTH | BREADTH | HEIGHT | AREA | VOLUME | QUANTITY | REMARKS
1 | Site Clearance | sqm
| Portal |  | 1 |  |  |  | 500 |  | 500
[8 empty] | TOTAL | 500
2 | Excavation of various types of the materials including disposal etc. all complete as per the specifications and the drawings | cum | [10 empty] | 1470
2.2 | Excavation in Hard Rock |  | 2 |  | 12 |  | 67 |  | 1608
[8 empty] | TOTAL | 1608
3 | 20mm dia 3.5m long Rockbolts (1.5m x 1.5m) | nos
no per m2
| Front and side |  | 2 | 2.25 |  |  | 216 |  | 192
[8 empty] | TOTAL | 192
4 | 120 mm thick plainShotcrete | cum
Inlet portal
| Front face and Side face |  | 2 |  |  |  | 216 |  | 432 |  |  | 11.66
[8 empty] | TOTAL | 432 |  | 11.1
5 | Wiremesh | sq.m
|  |  | 2 |  |  |  | 216 |  | 432
[8 empty] | TOTAL | 432
6 | Weep Holes | nos | [9 empty] | 3
no per m2
|  |  | 2 | 3 |  |  | 216 |  | 144
[8 empty] | TOTAL | 144

## DS2 (hidden)
JOB TITLE : | MYAGDI KHOLA HPP (65 MW)
JOB NO. : | 930100
SUBJECT : | ESTIMATE | [7 empty] | Cal. By: | S.P
STRUCTURE : | DROP SHAFT OUTLET PORTAL | [7 empty] | Checked By: | S.L
DWG NO. : | [8 empty] | Date: | 2023-01-16
SN | DESCRIPTION | UNIT | NOS | LENGTH | BREADTH | HEIGHT | AREA | VOLUME | QUANTITY | REMARKS
1 | Site Clearance | sqm
| Outlet portal |  | 1 |  |  |  | 500 |  | 500
[8 empty] | TOTAL | 500
2 | Excavation of various types of the materials including disposal etc. all complete as per the specifications and the drawings | cum | [10 empty] | 1470
2.2 | Excavation in Hard Rock |  | 1 |  | 12 |  | 220 |  | 2640
[8 empty] | TOTAL | 2640
3 | 20mm dia 3.5m long Rockbolts (1.5m x 1.5m) | nos
no per m2
| Front and side |  | 1 | 2.25 |  |  | 312 |  | 138.6667
[8 empty] | TOTAL | 139
4 | 120 mm thick plain Shotcrete | cum
Inlet portal
| Front face and sides |  | 1 |  |  |  | 312 |  | 312 |  |  | 11.66
[8 empty] | TOTAL | 312 |  | 11.1
5 | Wiremesh | sq.m
|  |  | 1 |  |  |  | 312 |  | 312
[8 empty] | TOTAL | 312
6 | Weep Holes | nos | [9 empty] | 3
no per m2
|  |  | 1 | 3 |  |  | 312 |  | 104
[8 empty] | TOTAL | 104

## DS 3 (hidden)
JOB TITLE : | MYAGDI KHOLA HPP (65 MW)
JOB NO. : | 930100
SUBJECT : | ESTIMATE | [7 empty] | Cal. By: | S.P
STRUCTURE : | DROP SHAFT OUTLET PORTAL | [7 empty] | Checked By: | S.L
DWG NO. : | [8 empty] | Date: | 2023-01-16
SN | DESCRIPTION | UNIT | NOS | LENGTH | BREADTH | HEIGHT | AREA | VOLUME | QUANTITY | REMARKS
1 | Site Clearance | sqm
| Outlet portal |  | 1 |  |  |  | 500 |  | 500
[8 empty] | TOTAL | 500
2 | Excavation of various types of the materials including disposal etc. all complete as per the specifications and the drawings | cum | [10 empty] | 1470
2.2 | Excavation in Hard Rock |  | 1 |  | 12 |  | 260 |  | 3120
[8 empty] | TOTAL | 3120
3 | 20mm dia 3.5m long Rockbolts (1.5m x 1.5m) | nos
no per m2
| Front and side |  | 1 | 2.25 |  |  | 312 |  | 138.6667
[8 empty] | TOTAL | 139
4 | 120 mm thick plain Shotcrete | cum
Inlet portal
| Front face and sides |  | 1 |  |  |  | 312 |  | 312 |  |  | 11.66
[8 empty] | TOTAL | 312 |  | 11.1
5 | Wiremesh | sq.m
|  |  | 1 |  |  |  | 312 |  | 312
[8 empty] | TOTAL | 312
6 | Weep Holes | nos | [9 empty] | 3
no per m2
|  |  | 1 | 3 |  |  | 312 |  | 104
[8 empty] | TOTAL | 104

## Vertical Shaft (hidden)
JOB TITLE : | MYAGDI KHOLA HPP (65 MW)
JOB NO. : | 930100
SUBJECT : | ESTIMATE | [7 empty] | Cal. By: | S.P
STRUCTURE : | VERTICAL DROP SHAFT | [7 empty] | Checked By: | S.L
DWG NO. : | [8 empty] | Date: | 2023-01-16
|  | Size of Shaft | 3.2 | m |  | Size of Pipe | 2 | m | length of shaft | 523.02 |  | 1000
S.N | Description | Unit | Nos. | Length | Breadth | Height | Perimeter | Area | Quantity | Remarks
1 | Rock Excavation and Mucking For Vertical Shaft in Support Class 3 | cum | 1 |  |  | 366.114 |  | 11.3411 | 4152.1536 |  | 3324.0232
| Rock Excavation and Mucking For Vertical Shaft in Support Class 4 | cum | 1 |  |  | 156.906 |  | 9.0792 | 1424.5814 |  | 1424.5814
[6 empty] | 523.02 |  |  | 5576.735 |  | 4748.6046
2 | M-20 Backfill Concrete | cum | 1 |  |  | 523.02 |  | 4.9009 | 2563.2606
3 | Rockbolt 25mm dia and 2.5m length | nos | 2894 | [5 empty] | 2894
4 | 120 mm thick Fiber Reinforced Shortcrete | sqm | 1 |  |  | 366.114 | 10.0531 |  | 3680.5794
5 | 150 mm thick Fiber Reinforced Shortcrete | sqm | 1 |  |  | 156.906 | 10.0531 |  | 1577.3912
6 | Wiremesh For Shotcrete | sqm | 1 |  |  | 130.755 | 10.0531 |  | 1314.4926
7 | Steel Rib of ISMB150 | ton |  | 10.0531 |  | 156.906 |  |  | 15.7739
8 | Reinforcement | ton | 1 | [5 empty] | 0
9 | C20 Structural Concrete for Anchor Blocks | cum | 1 |  |  |  |  | 3333 | 3333 |  | 1335 | spacing | 1.2
10 | Formwork for Anchor Blocks | sqm | 3 |  |  |  |  | 90 | 270
11 | Reinforcement for Anchor Blocks | ton | 4 | [5 empty] | 130.8202
[9 empty] | 160.8584 | 1450 | 295

## Horizontal Shaft Tunnel-I (hidden)
JOB TITLE : | MYAGDI KHOLA HPP (65 MW)
JOB NO. : | 930100
SUBJECT : | ESTIMATE |  |  |  |  | Cal. By: | S.P
STRUCTURE : | HORIZONTAL SHAFT 1 |  |  |  |  | Checked By: | S.L
DWG NO. : | [5 empty] | Date: | 2023-01-16
Total Length of Tunnel | 64.69 | m
Size of D Shaped Tunnel | 3.2 | m
Rock types | Percentage of total length | Fiber Reinforced Shotcrete (m) | Rock Bolts Spacing | Concrete lining at Crown and wall Area (m3) | Area for excavation (m2) | Perimeter of Crown & Wall for Shotcrete (m) | Perimeter for Formwork (m) | Invet level m2
3 | 70% | 0.12 | 1.5 | 0 | 9.9796 | 8.5407 | 0 | 0
4 | 30% | 0.15 | 1.2 | 0 | 9.9796 | 8.5407
| Particulars | Units
S.No | Length of Tunnel | m | 64.69
1 | Rock excavation | m2 | 645.5804
| 120mm thick Fiber Reinforced Shotcrete | m2 | 386.7489
2 | 150mm thick Fiber Reinforced Shotcrete | m2 | 165.7495
3 | Wiremesh of shortcrete | m2 | 55.2498
4 | 25mm dia 2.5 m long Rock Bolt | nos | 288
5 | Spilling Bolts, 6m long, 25mm dia 40cm spacing | m | 62
6 | Cleaning invert | m2 | 222.5336
7 | 200mm thick concrete at invert | cum | 12.4205
8 | Reinforcement at Invert | tons | 0.062102
9 | ISMB Steel Rib (150*75*6)mm | ton | 1.6654
10 | C20 Backfill Concrete | cum | 442.3508

## Horizontal Shaft Tunnel-II (hidden)
JOB TITLE : | MYAGDI KHOLA HPP (65 MW)
JOB NO. : | 930100
SUBJECT : | ESTIMATE |  |  |  |  | Cal. By: | S.P
STRUCTURE : | HORIZONTAL SHAFT 1 |  |  |  |  | Checked By: | S.L
DWG NO. : | [5 empty] | Date: | 2023-01-16
Total Length of Tunnel | 272.79 | m
Size of D Shaped Tunnel | 3.2 | m
Rock types | Percentage of total length | Fiber Reinforced Shotcrete (m) | Rock Bolts Spacing | Concrete lining at Crown and wall Area (m3) | Area for excavation (m2) | Perimeter of Crown & Wall for Shotcrete (m) | Perimeter for Formwork (m) | Invet level m2
3 | 70% | 0.12 | 1.5 | 0 | 9.9796 | 8.5407 | 0 | 0
4 | 30% | 0.15 | 1.2 | 0 | 9.9796 | 8.5407
| Particulars | Units
S.No | Length of Tunnel | m | 272.79
1 | Rock excavation | m2 | 2722.3355
| 120mm thick Fiber Reinforced Shotcrete | m2 | 1630.8737
2 | 150mm thick Fiber Reinforced Shotcrete | m2 | 698.9459
3 | Wiremesh of shortcrete | m2 | 232.982
4 | 25mm dia 2.5 m long Rock Bolt | nos | 1211
5 | Spilling Bolts, 6m long, 25mm dia 40cm spacing | nos | 262
6 | Cleaning invert | m2 | 938.3976
7 | 200mm thick concrete at invert | cum | 52.3757
8 | Reinforcement at Invert | tons | 0.26188
9 | ISMB Steel Rib (150*75*6)mm | ton | 7.0461
10 | C20 Backfill Concrete | cum | 1865.3404

## Horizontal Shaft Tunnel-III (hidden)
JOB TITLE : | MYAGDI KHOLA HPP (65 MW)
JOB NO. : | 930100
SUBJECT : | ESTIMATE |  |  |  |  | Cal. By: | S.P
STRUCTURE : | HORIZONTAL SHAFT 1 |  |  |  |  | Checked By: | S.L
DWG NO. : | [5 empty] | Date: | 2023-01-16
Total Length of Tunnel | 216.22 | m
Size of D Shaped Tunnel | 3.2 | m
Rock types | Percentage of total length | Fiber Reinforced Shotcrete (m) | Rock Bolts Spacing | Concrete lining at Crown and wall Area (m3) | Area for excavation (m2) | Perimeter of Crown & Wall for Shotcrete (m) | Perimeter for Formwork (m) | Invet level m2
3 | 70% | 0.12 | 1.5 | 0 | 9.9796 | 8.5407 | 0 | 0
4 | 30% | 0.15 | 1.2 | 0 | 9.9796 | 8.5407
| Particulars | Units
S.No | Length of Tunnel | m | 216.22
1 | Rock excavation | m2 | 2157.7894
| 120mm thick Fiber Reinforced Shotcrete | m2 | 1292.6702
2 | 150mm thick Fiber Reinforced Shotcrete | m2 | 554.0015
3 | Wiremesh of shortcrete | m2 | 184.6672
4 | 25mm dia 2.5 m long Rock Bolt | nos | 960
5 | Spilling Bolts, 6m long, 25mm dia 40cm spacing | nos | 207
6 | Cleaning invert | m2 | 743.7968
7 | 200mm thick concrete at invert | cum | 41.5142
8 | Reinforcement at Invert | tons | 0.20757
9 | ISMB Steel Rib (150*75*6)mm | ton | 5.6369
10 | C20 Backfill Concrete | cum | 1478.5142

## Horizontal Shaft Tunnel-IV (hidden)
JOB TITLE : | MYAGDI KHOLA HPP (65 MW)
JOB NO. : | 930100
SUBJECT : | ESTIMATE |  |  |  |  | Cal. By: | S.P
STRUCTURE : | HORIZONTAL SHAFT 1 |  |  |  |  | Checked By: | S.L
DWG NO. : | [5 empty] | Date: | 2023-01-16
Total Length of Tunnel | 147.71 | m
Size of D Shaped Tunnel | 3.2 | m
Rock types | Percentage of total length | Fiber Reinforced Shotcrete (m) | Rock Bolts Spacing | Concrete lining at Crown and wall Area (m3) | Area for excavation (m2) | Perimeter of Crown & Wall for Shotcrete (m) | Perimeter for Formwork (m) | Invet level m2
3 | 70% | 0.12 | 1.5 | 0 | 9.9796 | 8.5407 | 0 | 0
4 | 30% | 0.15 | 1.2 | 0 | 9.9796 | 8.5407
| Particulars | Units
S.No | Length of Tunnel | m | 147.71
1 | Rock excavation | m2 | 1474.0869
| 120mm thick Fiber Reinforced Shotcrete | m2 | 883.0835
2 | 150mm thick Fiber Reinforced Shotcrete | m2 | 378.4644
3 | Wiremesh of shortcrete | m2 | 126.1548
4 | 25mm dia 2.5 m long Rock Bolt | nos | 656
5 | Spilling Bolts, 6m long, 25mm dia 40cm spacing | m | 142
6 | Cleaning invert | m2 | 508.1224
7 | 200mm thick concrete at invert | cum | 28.3603
8 | Reinforcement at Invert | tons | 0.1418
9 | ISMB Steel Rib (150*75*6)mm | ton | 3.8433
10 | C20 Backfill Concrete | cum | 1010.0423

## Culvert (Connecting Tunnel Alt) (hidden)
JOB TITLE : | MYAGDI KHOLA HPP (57.3 MW)
JOB NO. : | 930100
SUBJECT : | ESTIMATE | [6 empty] | Cal. By: | B.K
STRUCTURE : | CONNECTING CANAL | [6 empty] | Checked By: | S.L
DWG NO. : | [7 empty] | Date: | 2023-01-16
S.N. | DESCRIPTION | UNIT | NOS. | LENGTH | BREADTH | HEIGHT | AREA | PERIMETER | QUANTITY | REMARKS | UNIT RATE | COST
1 | Site Clearance | m2 |  | 19.667 | 7.6 |  | 149.4692 |  | 149.4692
[8 empty] | Total | 149.4692 |  | 40.5 | 6053.5026
2 | Earthwork in Excavation | m3
| Section 403.33 - 423.00 |  | 1 | 25.667 |  |  | 43.357 |  | 1112.8441
[8 empty] | Total | 1112.8441
[8 empty] | BMS Excavation(65%) | 723.3487 |  | 320 | 231471.5768
[8 empty] | Hard Rock Excavation(35%) | 389.4954 |  | 1350 | 525818.8462
3 | Earthwork in Backfill | m3
| Section 403.33- 423.00 |  | 1 | 25.667 |  |  | 3.98 |  | 102.1547
[8 empty] | Total | 102.1547 |  | 210 | 21452.4786
4 | C15 Blinding Concrete | m3
| Section 403.33- 423.00 |  | 1 |  |  | 0.075 | 74.738 |  | 5.6053
[8 empty] | Total | 5.6053 |  | 13500 | 75672.225
5 | Geotextile | m3
| Section 403.33- 423.00 |  | 1 |  |  |  | 74.738 |  | 74.738
[8 empty] | Total | 74.738
6 | C25 Concrete | m3
| Section 403.33- 423.00 |  | 1 | 25.667 |  |  | 4.769 |  | 122.4059
[8 empty] | Total | 122.4059 |  | 17500 | 2142103.6525
7 | Catch Drain | rm
| Small |  | 1 | 25.667 |  |  |  |  | 25.667
[8 empty] | Total | 25.667
8 | Formworks | m2
culvert
| bottom slab |  | 1 | 25.667 | 3.8 |  |  |  | 97.5346
| side wall total |  | 4 | 25.667 |  | 2.6 |  |  | 266.9368
| upper slab |  | 2 | 25.667 | 2.8 |  |  |  | 143.7352
[8 empty] | Total | 508.2066 |  | 1285 | 653045.481
9 | Reinforcement | ton |  |  |  |  | 1.0% of C25 Concrete |  | 9.6089
[8 empty] | Total | 9.6089 |  | 130000 | 1249152.4442
10 | 25mm dia. 3m long Rock Bolts | nos
[8 empty] | Total | 50 |  | 4500 | 225000
[11 empty] | TOTAL | 5129770.2069
Note on F20: ====== ID#AAAAMXOGGoI Saugat Joshi (2021-05-15 07:04:11) Average Width

## Connecting Canal (hidden)
JOB TITLE : | MYAGDI KHOLA HPP (57.3 MW)
JOB NO. : | 930100
SUBJECT : | ESTIMATE | [6 empty] | Cal. By: | B.K
STRUCTURE : | CONNECTING CANAL | [6 empty] | Checked By: | S.L
DWG NO. : | [7 empty] | Date: | 2023-01-16
S.N. | DESCRIPTION | UNIT | NOS. | LENGTH | BREADTH | HEIGHT | AREA | PERIMETER | QUANTITY | REMARKS | UNIT RATE | COST
1 | Site Clearance | m2 |  | 464.43 | 7.6 |  | 3529.668 |  | 3529.668
[8 empty] | Total | 3529.668 |  | 40.5 | 142951.554
2 | Earthwork in Excavation | m3
| Section 00-20 |  | 1 | 20 |  |  | 279.59 |  | 5591.8
| 20-120 |  | 1 | 100 |  |  | 163.35 |  | 16335
| 120-200 |  | 1 | 80 |  |  | 48.215 |  | 3857.2
| 200-360 |  | 1 | 160 |  |  | 45.82 |  | 7331.2
| 360-464.43 |  | 1 | 104.43 |  |  | 42.35 |  | 4422.6105
[8 empty] | Total | 37537.8105
[8 empty] | BMS Excavation(65%) | 24399.5768 |  | 320 | 7807864.584
[8 empty] | Hard Rock Excavation(35%) | 13138.2337 |  | 1350 | 17736615.4612
3 | Earthwork in Backfill | m3
| Section 00-20 |  | 1 | 20 |  |  | 0 |  | 0
| 20-120 |  | 1 | 100 |  |  | 1.909 |  | 190.9
| 120-200 |  | 1 | 80 |  |  | 4.621 |  | 369.68
| 200-360 |  | 1 | 160 |  |  | 5.309 |  | 849.44
| 360-464.43 |  | 1 | 104.43 |  |  | 2.597 |  | 271.2047
[8 empty] | Total | 1681.2247 |  | 210 | 353057.1891
4 | C15 Blinding Concrete | m3
| Over all structure |  | 1 |  |  | 0.075 | 1764.83 |  | 132.3622
[8 empty] | Total | 132.3622 |  | 13500 | 1786890.375
5 | Geotextile | m3
| Over all structure |  | 1 |  |  |  | 1164.83 |  | 1164.83
[8 empty] | Total | 1164.83
6 | C25 Concrete
| CH 00-200 |  | 1 | 200 |  |  | 3.578 |  | 715.6
| CH 200-360 |  | 1 | 160 |  |  | 4.1785 |  | 668.56
| CH 360-464.43 |  | 1 | 104.43 |  |  | 4.769 |  | 498.0267
[8 empty] | Total | 1882.1867 |  | 17500 | 32938266.725
7 | Catch Drain | rm
| Small |  | 1 | 0 |  |  |  |  | 0
| Large |  | 1 | 464.43 |  |  |  |  | 464.43
[8 empty] | Total | 464.43
8 | Formworks | m2
canal
| canal outer side |  | 2 | 280 |  | 2.6 |  |  | 1456
| canal inner side |  | 2 | 280 |  | 2.1 |  |  | 1176
| canal bottom |  | 0 | 280 |  | 3.8 |  |  | 0
culvert
| bottom slab |  | 0 | 184.43 | 3.8 |  |  |  | 0
| side wall total |  | 4 | 184.43 |  | 2.6 |  |  | 1918.072
| upper slab |  | 2 | 184.43 | 2.8 |  |  |  | 1032.808
[8 empty] | Total | 5582.88 |  | 1285 | 7174000.8
9 | Reinforcement | ton |  |  |  |  | 1.0% of C25 Concrete |  | 147.7517
[8 empty] | Total | 147.7517 |  | 130000 | 19207714.9673
10 | 25mm dia. 3m long Rock Bolts | nos
| CH 0-120 | [7 empty] | 306
| CH 20-120 | [7 empty] | 767
| CH 120-200 | [7 empty] | 213
| CH 200-360 | [7 empty] | 427
[8 empty] | Total | 1713 |  | 4500 | 7708500
11 | Gabion Boxes | cum
(1m x 1m square meshed unit)
| CH 20-120 | 1 | 15 |  |  |  | 1 |  | 15
| CH 120-200 | 1 | 80 |  |  |  | 4.5 |  | 360
| CH 200-360 | 1 | 160 |  |  |  | 7 |  | 1120
| CH 360-464.43 | 1 | 40 |  |  |  | 2.5 |  | 100
[8 empty] | Total | 1595 |  | 5189.5 | 8277252.5
[11 empty] | TOTAL | 103133114.1557
Thirteen Crores Eighty One Lakhs
Note on F28: ====== ID#AAAAMXOGGoI Saugat Joshi (2021-05-15 07:04:11) Average Width

## Provisional Sum (hidden)
U. PROVISIONAL SUM
BILL OF QUANTITIES
SL NO | DESCRIPTION | UNIT | ESTIMATED QTY | UNIT RATE (NRs.) |  | AMOUNT | REMARKS
|  |  |  | IN FIGURES | IN WORDS | NRs.
Provisional Sum
1 | Provisional Sum for the supply of electricity to the Employer and the Engineer's office and accomodation |  | 1 |  |  | 5000000
2 | Provisional Sum allocated for Geological uncertainities in tunnel |  | 1 |  |  | 50000000
3 | Provisional Sum for uncertainities of Powerhouse slope protection |  | 1 |  |  | 5000000
4 | Provisional sum for quantity update during detail design and minor items that may arise during construction |  | 1 |  |  | 30000000
| Total |  |  |  |  | 90000000

## Daywork Schedule (hidden)
DAY WORK SCHEDULE
|  |  | Rate in Figures | Rate in Words | Remarks (if any)
Item | Description | Unit | (NRs) | ( NRs)
1 | LABOUR
1.1 | Foreman, skilled labour | hr
1.2 | Foreman, unskilled labour | hr
1.3 | Labourer, highly-skilled: | hr
Heavy equipment operator, more than 25 t
1.4 | Skilled labourer: | hr
Medium equipment operator
-Truck driver from 10 to 25 t
1.5 | Semi-skilled labourer: | hr
- Light equipment operator
1.6 | Semi-skilled labourer: | hr
- Motor vehicle driver, less than 10 t
1.7 | Unskilled labourer: | md
Guard, Porter, Cleaner, general support labourer
1.8 | Mason | md
1.9 | Carpenter | md
1.1 | Steel fixer | md
PLANT AND EQUIPMENT
2 | EARTH MOVING (CAPACITY. ENGINE)
2.1 | Dozer with ripper, 132 kV | hr
2.2 | Dozer ripper, 160 kW | hr
2.3 | Dozer ripper, 212 kW | hr
2.4 | Crawler loader, 1.5 m3, 80 kW | hr
2.5 | Crawler loader, 2.8 m3, 157 kW | hr
2.6 | Wheel loader, 2.0 m3, 90 kW | hr
2.7 | Wheel loader, 3.0 m3, 115 kW | hr
2.8 | Wheel Loader, 4.0 m3, 235 kW | hr
2.9 | Excavator, backhoe, 4.0 m3, 280 kW | hr
2.1 | Excavator, backhoe, 1.7 m3, 150 kW | hr
2.11 | Excavator, backhoe, 1.0 m3, 100 kW | hr
2.12 | Excavator, rock shovel; 2.0 m3, 150 kW | hr
2.13 | Excavator, rock shovel; 4.0 m3, 200 kW | hr
3 | VEHICLES (PAYLOAD. ENGINE)
3.1 | Dump Truck, rigid; 38 t, 340 kW | hr
3.2 | Dump Truck, rigid; 32 t, 280 kW | hr
3.3 | Dump Truck, artic.; 35 t, 240 kW | hr
3.4 | Lorry, 4-wheel drive; 19 t, 200 kW | hr
3.5 | Lorry, 4-wheel drive; 12 t, 150 KW | hr
3.6 | Truck with auxiliary crane; 11 t, 177 kW | hr
3.7 | Truck tractor; 300 kW | hr
3.8 | Trailer; 80 t | hr
3.9 | Forklift all terrain; 4 t. 50 kW | hr
4 | CONCRETE EQUIPMENT
4.1 | Transit mix truck. (5 m3 concrete) | hr
4.2 | Transit mix truck. (2 m3 concrete) | hr
4.3 | Concrete pump; 20 m3/h, 75 bar, 38 kW | hr
4.4 | Concrete pump; 80 m3/h, 100 bar, 90kW | hr
4.5 | Concrete pumping equipment, incl. pressure pipe elbow, bends and fittings; DN 125, Length: 100 m | hr
4.6 | Concrete internal vibrator, pneumatic; DN 50 | hr
4.7 | Concrete internal vibrator, Electro; DN 50 | hr
5 | ROAD CONSTRUCTION EQUIPMENT
5.1 | Grader; 3 m, 50 kW | hr
5.2 | Roller; 8 t, 38 kW | hr
5.3 | Vibro-roller; 10 t, 80 kW | hr
5.4 | Soil compactor; 75 cm, 60 kW | hr
6 | MISCELLANEOUS EQUIPMENT
6.1 | Mobile crane; 30 X 3 m, 109 KW | hr
6.2 | Mobile crane; 60 X 3 in, 188 kW | hr
6.3 | Air compressor; 10 m3, 7 bar | hr
6.4 | Air compressor; 21 m3, 7 bar | hr
6.5 | Generator, water cooled, portable; 30 kVa | mon
6.6 | Generator, water cooled, portable; 90 kVa | mon
6.7 | Generator, water cooled, portable; 225 kVa | mon
6.8 | Water pump, (Electrical 5HP) | hr
6.9 | Water pump, (Electrical 7.5HP) | hr
7 | DRILLING AND GROUTING
7.1 | Hand operated rock drill | hr
7.2 | Grouting equipment, with automatic quantity pressure and time recorder, including setting up and moving on site | hr
8 | CONSTRUCTION MATERIALS
8.1 | Cement Portland, type I, bulk | ton
8.2 | Cement Portland, type II, bulk | ton
8.3 | Cement Portland, type V, bulk | ton
8.4 | Fly ash | ton
8.5 | Pozzolana | ton
8.6 | Bentonite | ton
8.7 | Accelerator | kg
8.8 | Retarder | kg
8.9 | Superplasticiser | kg
8.1 | Reinforcement bars Fe 415 | ton
8.11 | Reinforcement bars Fe 500 | ton
8.12 | Steel wire mesh for reinforcement, DIN 500/550 | ton
8.13 | Crushed aggregate coarse | m3
8.14 | Crushed aggregate fine | m3
8.15 | River bed sand | m3
8.16 | First class brick | Per 1000 no.

## Summary (hidden)
SUMMARY OF RATES
SN | SUB ITEM | ITEM | UNIT | TOTAL RATE NRs | TOTAL RATE US$ | % NRs | % US$ | NRs Component Rate | US$ Component Rate
A |  | SITE CLEARANCE AND PREPARATION
1 | #REF! | #REF! | #REF! | #REF! | #REF! | #REF! | #REF! | #REF! | #REF!
2 | #REF! | #REF! | #REF! | #REF! | #REF! | #REF! | #REF! | #REF! | #REF!
3 | #REF! | #REF! | #REF! | #REF! | #REF! | #REF! | #REF! | #REF! | #REF!
4 | #REF! | #REF! | #REF! | #REF! | #REF! | #REF! | #REF! | #REF! | #REF!
5 | #REF! | #REF! | #REF! | #REF! | #REF! | #REF! | #REF! | #REF! | #REF!
6 | #REF! | #REF! | #REF! | #REF! | #REF! | #REF! | #REF! | #REF! | #REF!
7 | #REF! | #REF! | #REF! | #REF! | #REF! | #REF! | #REF! | #REF! | #REF!
8 | #REF! | #REF! | #REF! | #REF! | #REF! | #REF! | #REF! | #REF! | #REF!
9 | #REF! | #REF! | #REF! | #REF! | #REF! | #REF! | #REF! | #REF! | #REF!
10 | #REF! | #REF! | #REF! | #REF! | #REF! | #REF! | #REF! | #REF! | #REF!
11 | #REF! | #REF! | #REF! | #REF! | #REF! | #REF! | #REF! | #REF! | #REF!
12 | #REF! | #REF! | #REF! | #REF! | #REF! | #REF! | #REF! | #REF! | #REF!
B |  | EXCAVATION
13 | #REF! | #REF! | #REF! | #REF! | #REF! | #REF! | #REF! | #REF! | #REF!
14 | #REF! | #REF! | #REF! | #REF! | #REF! | #REF! | #REF! | #REF! | #REF!
15 | #REF! | #REF! | #REF! | #REF! | #REF! | #REF! | #REF! | #REF! | #REF!
16 | #REF! | #REF! | #REF! | #REF! | #REF! | #REF! | #REF! | #REF! | #REF!
17 | #REF! | #REF! | #REF! | #REF! | #REF! | #REF! | #REF! | #REF! | #REF!
18 | #REF! | #REF! | #REF! | #REF! | #REF! | #REF! | #REF! | #REF! | #REF!
19 | #REF! | #REF! | #REF! | #REF! | #REF! | #REF! | #REF! | #REF! | #REF!
20 | #REF! | #REF! | #REF! | #REF! | #REF! | #REF! | #REF! | #REF! | #REF!
21 | #REF! | #REF! | #REF! | #REF! | #REF! | #REF! | #REF! | #REF! | #REF!
22 | #REF! | #REF! | #REF! | #REF! | #REF! | #REF! | #REF! | #REF! | #REF!
23 | #REF! | #REF! | #REF! | #REF! | #REF! | #REF! | #REF! | #REF! | #REF!
24 | #REF! | #REF! | #REF! | #REF! | #REF! | #REF! | #REF! | #REF! | #REF!
25 | #REF! | #REF! | #REF! | #REF! | #REF! | #REF! | #REF! | #REF! | #REF!
26 | #REF! | #REF! | #REF! | #REF! |  | #REF! | #REF!
27 | #REF! | #REF! | #REF! | #REF! | #REF! | #REF! | #REF! | #REF! | #REF!
28 | #REF! | #REF! | #REF! | #REF! | #REF! | #REF! | #REF! | #REF! | #REF!
29 | #REF! | #REF! | #REF! | #REF! | #REF! | #REF! | #REF! | #REF! | #REF!
30 | #REF! | #REF! | #REF! | #REF! | #REF! | #REF! | #REF! | #REF! | #REF!
31 | #REF! | #REF! | #REF! | #REF! |  | #REF! | #REF!
32 | #REF! | #REF! | #REF! | #REF! | #REF! | #REF! | #REF! | #REF! | #REF!
33 | #REF! | #REF! | #REF! | #REF! | #REF! | #REF! | #REF! | #REF! | #REF!
34 | #REF! | #REF! | #REF! | #REF! | #REF! | #REF! | #REF! | #REF! | #REF!
C |  | FILLING
35 | #REF! | #REF! | #REF! | #REF! | #REF! | #REF! | #REF! | #REF! | #REF!
36 | #REF! | #REF! | #REF! | #REF! | #REF! | #REF! | #REF! | #REF! | #REF!
37 | #REF! | #REF! | #REF! | #REF! | #REF! | #REF! | #REF! | #REF! | #REF!
38 | #REF! | #REF! | #REF! | #REF! | #REF! | #REF! | #REF! | #REF! | #REF!
39 | #REF! | #REF! | #REF! | #REF! | #REF! | #REF! | #REF! | #REF! | #REF!
40 | #REF! | #REF! | #REF! | #REF! | #REF! | #REF! | #REF! | #REF! | #REF!
41 | #REF! | #REF! | #REF! | #REF! | #REF! | #REF! | #REF! | #REF! | #REF!
42 | #REF! | #REF! | #REF! | #REF! | #REF! | #REF! | #REF! | #REF! | #REF!
43 | 9 | #REF! | #REF! | #REF! | #REF! | #REF! | #REF! | #REF! | #REF!
D |  | FORMWORK
43 | #REF! | #REF! | #REF! | #REF! | #REF! | #REF! | #REF! | #REF! | #REF!
44 | #REF! | #REF! | #REF! | #REF! | #REF! | #REF! | #REF! | #REF! | #REF!
45 | #REF! | #REF! | #REF! | #REF! | #REF! | #REF! | #REF! | #REF! | #REF!
46 | #REF! | #REF! | #REF! | #REF! | #REF! | 100% |  | #REF! | #REF!
47 | #REF! | #REF! | #REF! | #REF!
|  | Height between 9 - 10m | #REF! | #REF! | #REF! | #REF! | #REF! | #REF! | #REF!
|  | Height between 10 - 11m | #REF! | #REF! | #REF! | #REF! | #REF! | #REF! | #REF!
|  | Height between 11 - 12m | #REF! | #REF! | #REF! | #REF! | #REF! | #REF! | #REF!
|  | Height between 12 - 13m | #REF! | #REF! | #REF! | #REF! | #REF! | #REF! | #REF!
|  | Height between 13 - 14m | #REF! | #REF! | #REF! | #REF! | #REF! | #REF! | #REF!
|  | Height between 14 - 15m | #REF! | #REF! | #REF! | #REF! | #REF! | #REF! | #REF!
|  | Height between 15 - 16m | #REF! | #REF! | #REF! | #REF! | #REF! | #REF! | #REF!
|  | Height between 16 - 17m | #REF! | #REF! | #REF! | #REF! | #REF! | #REF! | #REF!
|  | Height between 17 - 18m | #REF! | #REF! | #REF! | #REF! | #REF! | #REF! | #REF!
|  | Height between 18 - 19m | #REF! | #REF! | #REF! | #REF! | #REF! | #REF! | #REF!
|  | Height between 19 - 20m | #REF! | #REF! | #REF! | #REF! | #REF! | #REF! | #REF!
|  | Height between 20 - 21m | #REF! | #REF! | #REF! | #REF! | #REF! | #REF! | #REF!
48 | #REF! | #REF! | #REF! | #REF! | #REF! | #REF! | #REF! | #REF! | #REF!
49 | #REF! | #REF! | #REF! | #REF! | #REF! | #REF! | #REF! | #REF! | #REF!
50 | #REF! | #REF! | #REF! | #REF! | #REF! | #REF! | #REF! | #REF! | #REF!
51 | #REF! | #REF! | #REF! | #REF! |  | 100% |  |  | 0
|  | Height between 9 - 10m | #REF! | #REF! | #REF! | #REF! | #REF! | #REF! | #REF!
|  | Height between 10 - 11m | #REF! | #REF! | #REF! | #REF! | #REF! | #REF! | #REF!
|  | Height between 11 - 12m | #REF! | #REF! | #REF! | #REF! | #REF! | #REF! | #REF!
|  | Height between 12 - 13m | #REF! | #REF! | #REF! | #REF! | #REF! | #REF! | #REF!
|  | Height between 13 - 14m | #REF! | #REF! | #REF! | #REF! | #REF! | #REF! | #REF!
|  | Height between 14 - 15m | #REF! | #REF! | #REF! | #REF! | #REF! | #REF! | #REF!
|  | Height between 15 - 16m | #REF! | #REF! | #REF! | #REF! | #REF! | #REF! | #REF!
|  | Height between 16 - 17m | #REF! | #REF! | #REF! | #REF! | #REF! | #REF! | #REF!
|  | Height between 17 - 18m | #REF! | #REF! | #REF! | #REF! | #REF! | #REF! | #REF!
|  | Height between 18 - 19m | #REF! | #REF! | #REF! | #REF! | #REF! | #REF! | #REF!
|  | Height between 19 - 20m | #REF! | #REF! | #REF! | #REF! | #REF! | #REF! | #REF!
|  | Height between 20 - 21m | #REF! | #REF! | #REF! | #REF! | #REF! | #REF! | #REF!
52 | #REF! | #REF! | #REF! | #REF! | #REF! | #REF! | #REF! | #REF! | #REF!
53 | #REF! | #REF! | #REF! | #REF! | #REF! | #REF! | #REF! | #REF! | #REF!
54 | #REF! | #REF! | #REF! | #REF! | #REF! | #REF! | #REF! | #REF! | #REF!
55 | #REF! | #REF! | #REF! | #REF! |  | 100% |  |  | 0
|  | Height between 9 - 10m | #REF! | #REF! | #REF! | #REF! | #REF! | #REF! | #REF!
|  | Height between 10 - 11m | #REF! | #REF! | #REF! | #REF! | #REF! | #REF! | #REF!
|  | Height between 11 - 12m | #REF! | #REF! | #REF! | #REF! | #REF! | #REF! | #REF!
|  | Height between 12 - 13m | #REF! | #REF! | #REF! | #REF! | #REF! | #REF! | #REF!
|  | Height between 13 - 14m | #REF! | #REF! | #REF! | #REF! | #REF! | #REF! | #REF!
|  | Height between 14 - 15m | #REF! | #REF! | #REF! | #REF! | #REF! | #REF! | #REF!
|  | Height between 15 - 16m | #REF! | #REF! | #REF! | #REF! | #REF! | #REF! | #REF!
|  | Height between 16 - 17m | #REF! | #REF! | #REF! | #REF! | #REF! | #REF! | #REF!
|  | Height between 17 - 18m | #REF! | #REF! | #REF! | #REF! | #REF! | #REF! | #REF!
|  | Height between 18 - 19m | #REF! | #REF! | #REF! | #REF! | #REF! | #REF! | #REF!
|  | Height between 19 - 20m | #REF! | #REF! | #REF! | #REF! | #REF! | #REF! | #REF!
|  | Height between 20 - 21m | #REF! | #REF! | #REF! | #REF! | #REF! | #REF! | #REF!
56 | #REF! | #REF! | #REF! | #REF! | #REF! | #REF! | #REF! | #REF! | #REF!
57 | #REF! | #REF! | #REF! | #REF! | #REF! | #REF! | #REF! | #REF! | #REF!
58 | #REF! | #REF! | #REF! | #REF! | #REF! | #REF! | #REF! | #REF! | #REF!
59 | #REF! | #REF! | #REF! | #REF! |  | 100% |  |  | 0
|  | Height between 9 - 10m | #REF! | #REF! | #REF! | #REF! | #REF! | #REF! | #REF!
|  | Height between 10 - 11m | #REF! | #REF! | #REF! | #REF! | #REF! | #REF! | #REF!
|  | Height between 11 - 12m | #REF! | #REF! | #REF! | #REF! | #REF! | #REF! | #REF!
|  | Height between 12 - 13m | #REF! | #REF! | #REF! | #REF! | #REF! | #REF! | #REF!
|  | Height between 13 - 14m | #REF! | #REF! | #REF! | #REF! | #REF! | #REF! | #REF!
|  | Height between 14 - 15m | #REF! | #REF! | #REF! | #REF! | #REF! | #REF! | #REF!
|  | Height between 15 - 16m | #REF! | #REF! | #REF! | #REF! | #REF! | #REF! | #REF!
|  | Height between 16 - 17m | #REF! | #REF! | #REF! | #REF! | #REF! | #REF! | #REF!
|  | Height between 17 - 18m | #REF! | #REF! | #REF! | #REF! | #REF! | #REF! | #REF!
|  | Height between 18 - 19m | #REF! | #REF! | #REF! | #REF! | #REF! | #REF! | #REF!
|  | Height between 19 - 20m | #REF! | #REF! | #REF! | #REF! | #REF! | #REF! | #REF! | #NAME?
|  | Height between 20 - 21m | #REF! | #REF! | #REF! | #REF! | #REF! | #REF! | #REF!
60 | #REF! | #REF! | #REF! | #REF! | #REF! | #REF! | #REF! | #REF! | #REF!
61 | #REF! | #REF! | #REF! | #REF! | #REF! | #REF! | #REF! | #REF! | #REF!
E |  | CONCRETING WORKS
62 | 1 | #REF! | #REF! | #REF! | #REF! | #REF! | #REF! | #REF! | #REF!
63 | 2 | #REF! | #REF! | #REF! | #REF! | #REF! | #REF! | #REF! | #REF! | #REF! | 10900
64 | 3 | #REF! | #REF! | #REF! | #REF! | #REF! | #REF! | #REF! | #REF!
65 | 4 | #REF! | #REF! | #REF! | #REF! | #REF! | #REF! | #REF! | #REF! | #REF! | 11900
66 | 5 | #REF! | #REF! | #REF! | #REF! | #REF! | #REF! | #REF! | #REF!
67 | 6 | #REF! | #REF! | #REF! | #REF! | #REF! | #REF! | #REF! | #REF!
68 | 7 | #REF! | #REF! | #REF! | #REF! | #REF! | #REF! | #REF! | #REF!
69 | 8 | #REF! | #REF! | #REF! | #REF! | #REF! | #REF! | #REF! | #REF! | #REF! | 12900
70 | 9 | #REF! | #REF! | #REF! | #REF! | #REF! | #REF! | #REF! | #REF!
71 | 10 | #REF! | #REF! | #REF! | #REF! | #REF! | #REF! | #REF! | #REF!
72 | 11 | #REF! | #REF! | #REF! | #REF! | #REF! | #REF! | #REF! | #REF!
73 | 12 | #REF! | #REF! | #REF! | #REF! | #REF! | #REF! | #REF! | #REF!
74 | 13 | #REF! | #REF! | #REF! | #REF! | #REF! | #REF! | #REF! | #REF!
75 | 14 | #REF! | #REF! | #REF! | #REF! | #REF! | #REF! | #REF! | #REF! | #REF!
76 | 15 | #REF! | #REF! | #REF! | #REF! | #REF! | #REF! | #REF! | #REF!
77 | 16 | #REF! | #REF! | #REF! | #REF! | #REF! | #REF! | #REF! | #REF!
78 | 17 | #REF! | #REF! | #REF! | #REF! | #REF! | #REF! | #REF! | #REF!
F |  | REINFORCEMENT BARS
79 | #REF! | #REF! | #REF! | #REF! | #REF! | #REF! | #REF! | #REF! | #REF! | #REF!
80 | #REF! | #REF! | #REF! | #REF! | #REF! | #REF! | #REF! | #REF! | #REF!
81 | #REF! | #REF! | #REF! | #REF! | #REF! | #REF! | #REF! | #REF! | #REF!
G |  | BRICKWORK
82 | #REF! | #REF! | #REF! | #REF! | #REF! | #REF! | #REF! | #REF! | #REF!
83 | #REF! | #REF! | #REF! | #REF! | #REF! | #REF! | #REF! | #REF! | #REF!
84 | #REF! | #REF! | #REF! | #REF! | #REF! | #REF! | #REF! | #REF! | #REF!
85 | #REF! | #REF! | #REF! | #REF! | #REF! | #REF! | #REF! | #REF! | #REF!
86 | #REF! | #REF! | #REF! | #REF! | #REF! | #REF! | #REF! | #REF! | #REF!
87 | #REF! | #REF! | #REF! | #REF! | #REF! | #REF! | #REF! | #REF! | #REF!
H |  | PLASTER
88 | #REF! | #REF! | #REF! | #REF! | #REF! | #REF! | #REF! | #REF! | #REF!
89 | #REF! | #REF! | #REF! | #REF! | #REF! | #REF! | #REF! | #REF! | #REF!
90 | #REF! | #REF! | #REF! | #REF! | #REF! | #REF! | #REF! | #REF! | #REF!
91 | #REF! | #REF! | #REF! | #REF! | #REF! | #REF! | #REF! | #REF! | #REF!
92 | #REF! | #REF! | #REF! | #REF! | #REF! | #REF! | #REF! | #REF! | #REF!
93 | #REF! | #REF! | #REF! | #REF! | #REF! | #REF! | #REF! | #REF! | #REF!
94 | #REF! | #REF! | #REF! | #REF! | #REF! | #REF! | #REF! | #REF! | #REF!
95 | #REF! | #REF! | #REF! | #REF! | #REF! | #REF! | #REF! | #REF! | #REF!
I |  | MASONRY WORKS
96 | #REF! | #REF! | #REF! | #REF! | #REF! | #REF! | #REF! | #REF! | #REF!
97 | #REF! | #REF! | #REF! | #REF! | #REF! | #REF! | #REF! | #REF! | #REF!
98 | #REF! | #REF! | #REF! | #REF! | #REF! | #REF! | #REF! | #REF! | #REF!
99 | #REF! | #REF! | #REF! | #REF! | #REF! | #REF! | #REF! | #REF! | #REF!
100 | #REF! | #REF! | #REF! | #REF! | #REF! | #REF! | #REF! | #REF! | #REF!
101 | #REF! | #REF! | #REF! | #REF! | #REF! | #REF! | #REF! | #REF! | #REF!
102 | #REF! | #REF! | #REF! | #REF! | #REF! | #REF! | #REF! | #REF! | #REF!
103 | #REF! | #REF! | #REF! | #REF! | #REF! | #REF! | #REF! | #REF! | #REF!
104 | #REF! | #REF! | #REF! | #REF! | #REF! | #REF! | #REF! | #REF! | #REF!
105 | #REF! | #REF! | #REF! | #REF! | #REF! | #REF! | #REF! | #REF! | #REF!
J |  | GABION WORKS
106 | #REF! | #REF! | #REF! | #REF! | #REF! | #REF! | #REF! | #REF! | #REF!
107 | #REF! | #REF! | #REF! | #REF! | #REF! | #REF! | #REF! | #REF! | #REF!
108 | #REF! | #REF! | #REF! | #REF! | #REF! | #REF! | #REF! | #REF! | #REF!
109 | #REF! | #REF! | #REF! | #REF! | #REF! | #REF! | #REF! | #REF! | #REF!
110 | #REF! | #REF! | #REF! | #REF! | #REF! | #REF! | #REF! | #REF! | #REF!
K |  | GROUTING
111 | #REF! | #REF! | #REF! | #REF! | #REF! | #REF! | #REF! | #REF! | #REF!
L |  | PROTECTION WORKS
111 | #REF! | #REF! | #REF! | #REF! | #REF! | #REF! | #REF! | #REF! | #REF!
112 | #REF! | #REF! | #REF! | #REF! | #REF! | #REF! | #REF! | #REF! | #REF!
113 | #REF! | #REF! | #REF! | #REF! | #REF! | #REF! | #REF! | #REF! | #REF!
114 | #REF! | #REF! | #REF! | #REF! | #REF! | #REF! | #REF! | #REF! | #REF!
115 | #REF! | #REF! | #REF! | #REF! | #REF! | #REF! | #REF! | #REF! | #REF!
M |  | GEOTEXTILE
116 | #REF! | #REF! | #REF! | #REF! | #REF! | #REF! | #REF! | #REF! | #REF!
N |  | ROOFING
117 | #REF! | #REF! | #REF! | #REF! | #REF! | #REF! | #REF! | #REF! | #REF!
118 | #REF! | #REF! | #REF! | #REF! | #REF! | #REF! | #REF! | #REF! | #REF!
119 | #REF! | #REF! | #REF! | #REF! | #REF! | #REF! | #REF! | #REF! | #REF!
O |  | PAINTING
120 | #REF! | #REF! | #REF! | #REF! | #REF! | #REF! | #REF! | #REF! | #REF!
121 | #REF! | #REF! | #REF! | #REF! | #REF! | #REF! | #REF! | #REF! | #REF!
122 | #REF! | #REF! | #REF! | #REF! | #REF! | #REF! | #REF! | #REF! | #REF!
P |  | DOORS & WINDOWS
123 | #REF! | #REF! | #REF! | #REF! | #REF! | #REF! | #REF! | #REF! | #REF!
124 | #REF! | #REF! | #REF! | #REF! | #REF! | #REF! | #REF! | #REF! | #REF!
125 | #REF! | #REF! | #REF! | #REF! | #REF! | #REF! | #REF! | #REF! | #REF!
126 | #REF! | #REF! | #REF! | #REF! | #REF! | #REF! | #REF! | #REF! | #REF!
Q |  | SCREEDING & PUNNING
127 | #REF! | #REF! | #REF! | #REF! | #REF! | #REF! | #REF! | #REF! | #REF!
128 | #REF! | #REF! | #REF! | #REF! | #REF! | #REF! | #REF! | #REF! | #REF!
R |  | UNDERGROUND ITEMS
129 | #REF! | #REF! | #REF! | #REF! | #REF! | #REF! | #REF! | #REF! | #REF! | #REF!
130 | #REF! | #REF! | #REF! | #REF! | #REF! | #REF! | #REF! | #REF! | #REF!
131 | #REF! | #REF! | #REF! | #REF! | #REF! | #REF! | #REF! | #REF! | #REF! | #REF!
132 | #REF! | #REF! | #REF! | [6 empty] | #REF!
|  | for t = 50mm | sqm | #REF! | #REF! | #REF! | #REF! | #REF! | #REF!
|  | for t = 100mm | sqm | #REF! | #REF! | #REF! | #REF! | #REF! | #REF!
133 | #REF! | #REF! | #REF!
|  | for t = 100mm | sqm | #REF! | #REF! | 51% | 49% | #REF! | #REF!
|  | for t = 150mm | sqm | #REF! | #REF! | 51% | 49% | #REF! | #REF!
|  | for t = 200mm | sqm | #REF! | #REF! | #REF! | #REF! | #REF! | #REF!
134 | #REF! | #REF! | #REF! | #REF! | #REF! | #REF! | #REF! | #REF! | #REF! |  |  | items | Unit | Addopted by NHP | Addopted by UTH
135 | #REF! | #REF! | #REF! | #REF! | #REF! | #REF! | #REF! | #REF! | #REF! |  |  | Shotcrete (Plain) | cum | 33353.5 | 19280.22
136 | #REF! | #REF! | #REF! | #REF! | #REF! | #REF! | #REF! | #REF! | #REF! |  |  | Shotcrete (Steel fibre reinforced) | cum | 39966 | 23308.9
137 | #REF! | #REF! | #REF! | #REF! | #REF! | #REF! | #REF! | #REF! | #REF!
138 | #REF! | #REF! | #REF! | #REF! | #REF! | #REF! | #REF! | #REF! | #REF!
139 | #REF! | #REF! | #REF! | #REF! | #REF! | #REF! | #REF! | #REF! | #REF!
140 | #REF! | #REF! | #REF! | #REF! | #REF! | #REF! | #REF! | #REF! | #REF!
141 | #REF! | #REF! | #REF! | #REF! | #REF! | #REF! | #REF! | #REF! | #REF!
142 | #REF! | #REF! | #REF! | #REF! | #REF! | #REF! | #REF! | #REF! | #REF!
143 | #REF! | #REF! | #REF! | #REF! | #REF! | #REF! | #REF! | #REF! | #REF!
144 | #REF! | #REF! | #REF! | #REF! | #REF! | #REF! | #REF! | #REF! | #REF!
145 | #REF! | #REF! | #REF! | #REF! | #REF! | #REF! | #REF! | #REF! | #REF!
146 | #REF! | #REF! | #REF! | #REF! | #REF! | #REF! | #REF! | #REF! | #REF!
147 | #REF! | #REF! | #REF! | #REF! | #REF! | #REF! | #REF! | #REF! | #REF!
148 | #REF! | #REF! | #REF! | #REF! | #REF! | #REF! | #REF! | #REF! | #REF!
149 | #REF! | #REF! | #REF! | #REF! | #REF! | #REF! | #REF! | #REF! | #REF!
150 | #REF! | #REF! | #REF! | #REF! | #REF! | #REF! | #REF! | #REF! | #REF!
151 | #REF! | #REF! | #REF! | #REF! | #REF! | #REF! | #REF! | #REF! | #REF!
152 | #REF! | #REF! | #REF! | #REF! | #REF! | #REF! | #REF! | #REF! | #REF!
153 | #REF! | #REF! | #REF! | #REF! | #REF! | #REF! | #REF! | #REF! | #REF!
154 | #REF! | #REF! | #REF! | #REF! | #REF! | #REF! | #REF! | #REF! | #REF!
155 | #REF! | #REF! | #REF! | #REF! | #REF! | #REF! | #REF! | #REF! | #REF!
156 | #REF! | #REF! | #REF! | #REF! | #REF! | #REF! | #REF! | #REF! | #REF!
157 | #REF! | #REF! | #REF! | #REF! | #REF! | #REF! | #REF! | #REF! | #REF!
158 | #REF! | #REF! | #REF! | #REF! | #REF! | #REF! | #REF! | #REF! | #REF!
159 | 31 | #REF! | sqm | #REF! | #REF! | #REF! | #REF! | #REF! | #REF!
160 | 32 | #REF! | sqm | #REF! | #REF! | #REF! | #REF! | #REF! | #REF!
161 | 34 | #REF! | #REF! | #REF! | #REF! | #REF! | #REF! | #REF! | #REF!
162 | 35 | #REF! | #REF! | #REF! | #REF! | #REF! | #REF! | #REF! | #REF!
163 | 36 | #REF! | #REF! | #REF! | #REF! | #REF! | #REF! | #REF! | #REF!
164 | 38 | #REF! | #REF! | #REF! | #REF! | #REF! | #REF! | #REF! | #REF!
165 | 39 | #REF! | #REF! | #REF! | #REF! | #REF! | #REF! | #REF! | #REF!
166 | 40 | #REF! | #REF! | #REF! | #REF! | #REF! | #REF! | #REF! | #REF!
167 | 41 | #REF! | #REF! | #REF! | #REF! | #REF! | #REF! | #REF! | #REF!
168 | 42 | #REF! | #REF! | #REF! | #REF! | #REF! | #REF! | #REF! | #REF!
169 | 43 | #REF! | #REF! | #REF! | #REF! | #REF! | #REF! | #REF! | #REF!
170 | 44 | #REF! | #REF! | #REF! | #REF! | #REF! | #REF! | #REF! | #REF!
171 | 45 | #REF! | #REF! | #REF! | #REF! | #REF! | #REF! | #REF! | #REF!
172 | 46 | #REF! | #REF! | #REF! | #REF! | #REF! | #REF! | #REF! | #REF!
173 | 47 | #REF! | #REF! | #REF! | #REF! | #REF! | #REF! | #REF! | #REF!
174 | 48 | #REF! | #REF! | #REF! | #REF! | #REF! | #REF! | #REF! | #REF!
175 | 49 | #REF! | #REF! | #REF! | #REF! | #REF! | #REF! | #REF! | #REF!
176 | 50 | #REF! | #REF! | #REF! | #REF! | #REF! | #REF! | #REF! | #REF!
177 | 51 | #REF! | #REF! | #REF! | #REF! | #REF! | #REF! | #REF! | #REF!
178 | 52 | #REF! | #REF! | #REF! | #REF! | #REF! | #REF! | #REF! | #REF!
179 | 53 | #REF! | #REF! | #REF! | #REF! | #REF! | #REF! | #REF! | #REF!
180 | 54 | #REF! | #REF! | #REF! | #REF! | #REF! | #REF! | #REF! | #REF!
S |  | ADDITIONALS
181 | #REF! | #REF! | #REF! | #REF! | #REF! | #REF! | #REF! | #REF! | #REF!
182 | #REF! | #REF! | #REF! | #REF! | #REF! | #REF! | #REF! | #REF! | #REF!
183 | #REF! | #REF! | #REF! | #REF! | #REF! | #REF! | #REF! | #REF! | #REF!
184 | #REF! | #REF! | #REF! | #REF! | #REF! | #REF! | #REF! | #REF! | #REF!
185 | #REF! | #REF! | #REF! | #REF! | #REF! | #REF! | #REF! | #REF! | #REF!
186 | #REF! | #REF! | #REF! | #REF! | #REF! | #REF! | #REF! | #REF! | #REF!
187 | #REF! | #REF! | #REF! | #REF! | #REF! | #REF! | #REF! | #REF! | #REF!
188 | #REF! | #REF! | #REF! | #REF! | #REF! | #REF! | #REF! | #REF! | #REF!
189 | #REF! | #REF! | #REF! | #REF! | #REF! | #REF! | #REF! | #REF! | #REF!
190 | #REF! | #REF! | #REF! | #REF! | #REF! | #REF! | #REF! | #REF! | #REF!
191 | #REF! | #REF! | #REF! | #REF! | #REF! | #REF! | #REF! | #REF! | #REF!
192 | #REF! | #REF! | #REF! | #REF! | #REF! | #REF! | #REF! | #REF! | #REF!
193 | #REF! | #REF! | #REF! | #REF! | #REF! | #REF! | #REF! | #REF! | #REF!
T |  | MISCELLANEOUS
194 | 1 | Mild Steel Pipe ( φ 0.40m & thickness 1cm) | m | 11627.8983 | #REF! | 40% | 60% | 4651.1593 | #REF!
195 | 2 | PVC Sheet | sqm | 193.68 | #REF! | 100% | 0% | 193.68 | #REF!
196 | 3 | Hydro cell | m | 1207.5 | #REF! | 20% | 80% | 241.5 | #REF!
197 | 4 | Sealants | m | 1245 | #REF! | 20% | 80% | 249 | #REF!
198 | 5 | Steel Railings | m | 6000 | #REF! | 10% | 90% | 600 | #REF!
199 | 6 | Perforated Pipe | m | 1451.4 | #REF! | 20% | 80% | 290.28 | #REF!
200 | 7 | Mild Steel Pipe ( φ 0.30m & thickness 1cm) | m | 8791.8256 | #REF! | 40% | 60% | 3516.7302 | #REF!
201 | 8 | Invert cleaning and additional scaling | sqm | 350 | #REF! | 20% | 90% | 70 | #REF!
U |  | Dry Stone Soling
202 | 1 | #REF! | #REF! | #REF! | #REF! | #REF! | #REF! | #REF! | #REF!
V |  | Water Stopper
203 | 1 | #REF! | #REF! | #REF! | #REF! | #REF! | #REF! | #REF! | #REF!
W |  | Surface Shotcrete
204 | 1 | #REF! | sqm | #REF! | #REF! | #REF! | #REF! | #REF! | #REF!
205 | 2 | #REF! | sqm | #REF! | #REF! | #REF! | #REF! | #REF! | #REF!
X |  | Surface Rock bolting
205 | 1 | #REF! | #REF! | #REF! | #REF! | #REF! | #REF! | #REF! | #REF!
Y |  | EXPLORATORY DRILLING
206 | 1 | #REF! | #REF! | #REF! | #REF! | #REF! | #REF! | #REF! | #REF!
#REF!
207 | 2 | #REF! | #REF! | #REF! | #REF! | #REF! | #REF! | #REF! | #REF!
#REF!
208 | 3 | #REF! | #REF! | #REF! | #REF! | #REF! | #REF! | #REF! | #REF!
#REF!
209 | 4 | #REF! | #REF! | #REF! | #REF! | #REF! | #REF! | #REF! | #REF!
#REF!
Note on E292: basantag: Reference ; Rate Analysis Kabeli A HEP
Note on E293: basantag: Rate at Kathmandu
Note on E294: basantag: Reference ; Rate Analysis Kabeli A HEP
Note on E295: basantag: Reference ; Rate Analysis Kabeli A HEP
Note on E297: basantag: Rate used in Chilime
Note on E298: basantag: Reference ; Rate Analysis Kabeli A HEP

## Rate_Surface (hidden)
HYDRO-CONSULT ENGINEERING LTD. |  | Date: | 2023-01-16
CALCULATION FORM |  | Job No.: | 930090
|  | Calculated By: | RK
Project: Rahughat Mangale Hydroelectric Project |  | Checked By:
Subject: Summary of Unit Rate of item for surface works |  |  |  | NRs
Comparision
S No | Item | Unit | Rate, NRs. | Lower Hongu | Diff. | Upper Mai | Diff. | Kabeli | Diff. | Bhim Khola | Diff. | Khare | Diff.
Earthwork Excavation
1 | Earthwork in Excavation in common soil including disposal using equipments all complete as per specification | m3 | 375 | 2.5 | #REF! | 2.15 | #REF! | 2.35 | #REF! | 2.35 | #REF! | 1.85 | #REF!
2 | Earthwork in Excavation in hard soil/Gravels/Boulder mixed soil including disposal of all complete as per specification | m3 | 500 | 2.85 | #REF! | 2.45 | #REF! | 2.65 | #REF! | 2.7 | #REF! | 2.1 | #REF!
3 | Excavation of soft rock with blast (Mechanical drill) including disposal using equipments as per specification. | m3 | 1907.4
4 | Excavation of Hard rock with blast (Mechanical drill) including disposal using equipments as per specification. | m3 | 1500 | [8 empty] | 2.1 | #REF!
Filling work
1 | Compacted back fill with specified material including the haulage etc. all complete as per the specifications and the drawings | m3 | 581 | [8 empty] | 1.3 | #REF!
2 | Common back filling with compaction including the haulage etc. all complete as per the specifications and the drawings | m3 | 411 | 1.8 | #REF! | 1.55 | #REF! | 1.7 | #REF! | 1.61 | #REF! | 1.3 | #REF!
Site clearance
1 | Site clearance by cutting thick vegetation, grubing their roots & disposal. | m2 | 37 | 2 | #REF! | 1.5 | #REF! | 1.5 | #REF! | 2 | #REF! | 1.2 | #REF!
3a | Stone masonry, in ditch with 1: 3 C/S mortar | m3 | #REF! | 96.5 | #REF! | 75 | #REF! | 90 | #REF! | 90.5 | #REF! | 74 | #REF!
3b | Stone masonry, in ditch with 1: 6 C/S mortar | m3 | #REF! | 74.5 | #REF! | 60 | #REF! | 69.5 | #REF! | 68 | #REF! | 57 | #REF!
4 | 300mm thick boulder pithicng on foundation incl. haulage up to 100m and lift 1.5m | m3 | #REF! | [8 empty] | 57 | #REF!
Stone Masonary
1 | Stone Masonary in 1:3 cement sand mortar (Usinf Machine) | m3 | 12024
Brick Work
1 | Providing and laying brick masonry in machine mixed cement mortar (cement : sand=1:3) including preparation of mortar as per specification (for powerhouse) | m3 | 19023 | [8 empty] | 241 | #REF!
Concrete Work
1.1 | Machine Mixed Concrete grade C35 | m3 | 21915 | [8 empty] | 143 | #REF!
| Machine Mixed Concrete grade C30 |  | 21876.45
1.2 | Machine Mixed Concrete grade C25 | m3 | 19811.05 | [8 empty] | 121 | #REF!
1.3 | Machine Mixed Concrete grade C20 | m3 | 17448.9
1.4 | Machine Mixed Concrete grade C15 | m3 | 13718 | [8 empty] | 99 | #REF!
1.5 | Plum Concrete grade C20, 40% plum | m3 | 10500 | 115.5 | #REF! | 88 | #REF! | 108 | #REF! | 85 | #REF! | 95 | #REF!
1.6 | Machine Mixed concrete grade C60 | m3 | 21915
Steel Work
1 | Reinforcement | t | 133778 | 1134 | #REF! | 1011 | #REF! | 1184.5 | #REF! | 1985 | #REF! | 951 | #REF!
Formwork
1.a | Providing, preparing and installing formwork including necessary supports and removing after completion for foundation and walls | m2 | 993 | 4.75 | #REF! | 2.65 | #REF! | 2.9 | #REF! | 3.7 | #REF! | 11.45 | #REF!
1.b | Providing, preparing and installing formwork including necessary supports and removing after completion for foundation and walls in Powerhouse areas. | m2 | 1859
Gabion Work
1 | Gabion Box of Size 3mx1mx1m with Mesh Size 100mmx120mm using Mesh Wire 10SWG, Selvedge Wire 8SWG & Tying Wire 12SWG and filling stones in the boxes | m3 | 4426 | 55.75 | #REF! | 38.33 | #REF! | 42.67 | #REF! | 62 | #REF! | 41.5 | #REF!
Cement Plaster Work
2 | Plastering 12.5 mm thick 1:4 cement sand mortar | m2 | 406 | 4 | #REF! | 3 | #REF! | 4 | #REF! | 4 | #REF! | 3.28 | #REF!
Roofing Works
1 | CGI Sheet roofing works with supply of materials complete | m2 | 2495 | 11.5 | #REF! | 8 | #REF! | 9.5 | #REF! | 12 | #REF! | 31.8 | #REF!
3 | Fixing and supply of steel tubular truss | kg | 263 | 1.5 | #REF! | 1.5 | #REF! | 1.5 | #REF! | 2.5 | #REF! | 1.2302 | #REF!
Filter material laying
1 | Laying of filter 300 mm thick | m3 | 3285.5 |  |  | 9.16 | #REF! | 9.91 | #REF! | 27.5 | #REF!
2 | Clay Blanket | m3 | 3030
Tunneling
1 | Tunnel Excavation in Good Rock | cum | 5582.5
2 | Tunnel Excavation in Poor to Very Poor Rock | cum | 7076
3 | Shaft Excavation | cum | 8373
4 | Shotcrete (Plain)
5 | for t = 50mm | sqm | 2124
6 | for t = 100mm | sqm | 4249
7 | Shotcrete (Steel fibre reinforced)
8 | for t = 50mm | sqm
9 | for t = 100mm | sqm | 5247
10 | for t = 150mm | sqm | 7870
11 | for t = 200mm | sqm | 10493
12 | Grouted Rockbolts (25Φ) Length = 2.0m | nos. | 4292.5
| Grouted Rockbolts (20Φ) Length = 2.2m | nos. | 4030.4405
| Machine Mixed Concrete works (Supply of materials & haulage dist up to 30 m) in tunnel lining Concrete Grade C20 | cum | 18551
13 | Machine Mixed Concrete works (Supply of materials & haulage dist up to 30 m) in tunnel lining Concrete Grade C25 | cum | 21369
14 | Spilling Bolts 6m long | nos. | 7000
15 | Providing and placing steel ribs ( SAIL MA-ISHB 150) | set | 141851.5292
Miscelleneous
1 | Geotextile | m2 | 229 | 7.5 | #REF! | 6.5 | #REF! | 7 | #REF! | 7 | #REF! | 7 | #REF!
2 | Seleant | m | 1245 | 6.6 | #REF! | 24.53 | #REF! | 24.53 | #REF! | 6.6 | #REF! | 6.6 | #REF!
3 | Hydrocell | m2 | 1208 | 16.1 | #REF! | 12.05 | #REF! | 12.05 | #REF! | 16.1 | #REF! | 16.1 | #REF!
4 | Water bars | m | 1693 | 16.6 | #REF! | 10.63 | #REF! | 10.63 | #REF! | 16.6 | #REF! | 16.6 | #REF!
5 | 1.5 m dia Boulder riprap | m2 | 3960 | 97.2 | #REF! | 75 | #REF! | 75 | #REF! | 129.6 | #REF! | 97.2 | #REF!
6 | 1 m Boulder riprap | m2 | 3500 | 50 | #REF! |  |  |  |  | 50 | #REF! | 65 | #REF!
7 | Hard stone lining | m2 | 5000 | 121.5 | #REF! | 78 | #REF! | 78 | #REF! | 121.5 | #REF! | 121.5 | #REF!
8 | HDP pipes of 75 mm | rm | 200.98
9 | Stone filling | cum | 1515
10 | sand Filling | cum | 558
11 | PCC | cum | 13064
12 | Brick Soiling | cum | 1814
13 | Aluminium Door and Window | m2 | 5974
14 | 12.5mm thick Cement Plaster in 1:4 cement and sand mortar | m2 | 424.37
15 | Two Coat Water Proof Cement Painting on plastered surface. | m2 | 538.35
16 | Fixing and supply of steel tubular truss | kg | 512.91
17 | Monkey ladder | ton | 127617.8552
18 | Earthing mat | m2 | 2032.29
19 | Steel railing 1 meter high | rm | 328.2
20 | Making Shutter in 38 mm thick salwood frame (shutter size 1.07m x 1.982 m) | m2 | 12082
21 | Fencing | m | 714 |  |  |  |  | 714
22 | Gravel Pitch 0.3m thick | m3 | 1739 |  |  |  |  | 1739
Note | The rate is based on preliminary calculations and assumptions only. The final rate will be worked out in detail
Note on D30: Sajana Marahatta: From Ghar Khola (Increased by 10%)
Note on E40: sumin: Incl. Stone filling
Note on G40: sumin: Incl. Stone filling
Note on I40: sumin: Incl. Stone filling
Note on K40: sumin: Incl. Stone filling
Note on G47: sumin: per sqm.
Note on I47: sumin: per sqm.

## cost per unit length (hidden)
Project: Rahughat Mangale HEP
COMPONENT | AMOUNT | AMOUNT | Length | Cost per uit length | In %
| NRS | Million
General Items (Contractual Requirements) | lump sump | lump sump
Intake and Gravel Trap | #REF! | #REF! |  | - | #REF!
Weir and Stilling Basin | #REF! | #REF! |  | - | #REF!
Undersluice,Trashpassage and Fishladder | #REF! | #REF! |  | - | #REF!
Approach Culvert | #REF! | #REF! |  | - | #REF!
Settling Basin, Headpond and Spillway | #REF! | #REF! |  | - | #REF!
Headrace Pipe and Kholsi Crossing | #REF! | #REF! |  | - | #REF!
Headworks River Training and Protection Works | #REF! | #REF! |  | - | #REF!
Headworks | #REF! | #REF! |  |  | #REF!
Inlet Portal | #REF! | #REF! |  | - | #REF!
Outlet Portal | #REF! | #REF! |  | - | #REF!
Adit Tunnel portal | #REF! | #REF! |  | - | #REF!
Adit Tunnel | #REF! | #REF! | 360 | #REF! | #REF!
Headrace Tunnel | #REF! | #REF! | 5179.81 | #REF! | #REF!
Surge Shaft | #REF! | #REF! |  | - | #REF!
Bulkhead | #REF! | #REF! |  | - | #REF!
Penstock (civil cost) | #REF! | #REF! | 745.713 | #REF! | #REF!
Powerhouse and Control Building | #REF! | #REF! |  | - | #REF!
Tailrace Canal | #REF! | #REF! |  | - | #REF!
WaterWays | #REF! | #REF! |  |  | #REF!
Switchyard | #REF! | #REF! |  | - | #REF!
River Protection Work at Powerhouse | #REF! | #REF! |  | - | #REF!
Total civil Cost | #REF! | #REF! |  |  | #REF!

## Cost comparision prefeasibility (hidden)
COMPONENT | AMOUNT | AMOUNT
| NR | NR
General Items (Contractual Requirements)
Intake and Gravel Trap | #REF!
Weir and Stilling Basin | #REF!
Undersluice,Trashpassage and Fishladder | #REF!
Approach Culvert | #REF!
Settling Basin, Headpond and Spillway | #REF!
Headrace Pipe and Kholsi Crossing | #REF!
Headworks River Training and Protection Works | #REF!
HEADWORKS | #REF! | 309240450 | #REF! | #REF!
Inlet Portal | #REF! |  | #REF! | #REF!
Outlet Portal | #REF! |  | #REF! | #REF!
Adit Tunnel portal | #REF! |  | #REF! | #REF!
Adit Tunnel | #REF! | 55236300 | #REF! | #REF!
Headrace Tunnel | #REF! | 701087925 | #REF! | #REF!
Surge Shaft | #REF! | 35112375 | #REF! | #REF!
Bulkhead | #REF! |  | #REF! | #REF!
Penstock (civil cost) | #REF! | 24257250 | #REF! | #REF!
Powerhouse and Control Building | #REF! | 172446600 | #REF! | #REF!
Tailrace Canal | #REF! | 18938325 | #REF! | #REF!
Switchyard | #REF! | 11605500 | #REF! | #REF!
River Protection Work at Powerhouse | #REF! |  | #REF! | #REF!

## Project Cost NRS (hidden)
RAHUGHAT MANGALE HYDROELECTRIC PROJECT
PROJECT COST ESTIMATE
| Conversion Rate: 1 USD = |  |  |  | 115.26 | NRs.
| Installed capacity (kW) |  | 35500
Item No. | Detail | % | Cost in NRs | VAT Complying % | VAT Complying Amount (NRs) | % Allocations
A | Civil Works
A.1 | Civil Surface Works |  | #REF! | 100% | #REF! | #REF!
A.2 | Civil Underground Works |  | #REF! | 100% | #REF! | #REF!
| Base Cost of Civil |  | #REF! |  |  | #REF!
B | Electromechanical, Hydro-mechanical & Transmission Line
B.1 | Electro-mechanical Works including Accessories (@16 million INR/MW) |  | 896000000 | 10% | 89600000 | #REF!
B.2 | Hydro-mechanical Works |  | 372528890 | 50% | 186264445 | #REF!
B.3 | Transmission Line (@0.78million USD per Km) |  | #REF! | 50% | #REF! | #REF! |  | Cost updated
| Base Cost of EM,HM & TL |  | #REF! |  |  | #REF!
| Total Base Cost (Total of A & B) |  | #REF!
C | Infrastructure Works
C.1 | Access Roads |  | 96000000 | 90% | 86400000
C.2 | Camp and other Facilites |  | 25000000 | 100% | 25000000
| Total Infrastructure Cost |  | 121000000 |  |  | #REF!
D | General Items
D.1 | Environmental Mitigation and Land Acquisition Cost (2.5% of Base Cost) | 2.5% | #REF! | 0% | #REF!
| Total of General Item Cost |  | #REF! |  |  | #REF!
E | Other Costs
E.1 | Engineering Management Cost (@5% of Total of A & B) | 5% | #REF! | 0% | #REF!
E.2 | Project Development Cost (@4.0% of Total of A & B) | 4% | #REF! | 0% | #REF!
E.3 | Insurance During Construction (@ 0.75% of Total of A & B) | 0.75% | #REF! | 0% | #REF!
| Total of Other Cost |  | #REF! |  |  | #REF!
F | Contingencies
F.1 | Physical Contingencies
| Physical Contingency @ 10% for Surface Civil Works | 10% | #REF! | 100% | #REF!
| Physical Contingency @ 15% for Underground Civil Works | 15% | #REF! | 100% | #REF!
| Physical Contingency @ 5% for EM,HM & TL | 5% | #REF! | 50% | #REF!
| Total of Physical Contingencies |  | #REF! |  |  | #REF!
F.2 | Price Contingency
| Price Contingency @ 10% of Civil base cost A | 10% | #REF! | 100% | #REF!
| Price Contingency @ 10% of (EM,HM & TL) base cost B | 10% | #REF! | 50% | #REF!
| Total of Price Contingencies |  | #REF! |  |  | #REF!
G | Custom Tax
| Custom duty applicable in none VAT complying amount | 1% | #REF!
| Total of Custom Tax |  | #REF! |  |  | #REF!
H | VAT Amount
| Total VAT amount | 13% | #REF! |  |  | #REF!
| TOTAL TAX AND VAT (Total of G & H) |  | #REF!
| TOTAL PROJECT COST EXCLUDING VAT & TAX, NRs |  | #REF!
| TOTAL PROJECT COST INCLUDING VAT & TAX, NRs |  | #REF! |  |  |  |  | #REF!
#REF!
| TOTAL PROJECT COST INCLUDING VAT, NRs (in millions) |  | #REF! |  |  |  |  | 10243705988
#REF!
| Unit cost |  |  | #REF! | NRs./kW |  | #REF! | 1756294012
|  |  |  | #REF! | USD/kW |  |  | 17.1451
#REF!
195942
6955941000
6955941
Component Cost
Note on F3: Ranjita Khatri: As per Nepal Rastra Bank Exchange rate of date 2018 17th September

## Approach Canal(opt. 2) (hidden)
JOB TITLE : | MYAGDI KHOLA HPP (57.3 MW)
JOB NO. : | 930100
SUBJECT : | ESTIMATE | [7 empty] | Cal. By: | B.K
STRUCTURE : | APPROACH CANAL (OPTION 2) | [7 empty] | Checked By: | S.L
DWG NO. : | [8 empty] | Date: | 2023-01-16
S.N. | DESCRIPTION | UNIT | NOS. | LENGTH | BREADTH | HEIGHT | AREA | PERIMETER | QUANTITY | REMARKS | UNIT RATE | COST
1 | Site Clearance | m2 |  |  |  |  | 4000 |  | 4000 | Plan area
[8 empty] | Total | 4000 |  | 40.5 | 162000
2 | Earthwork in Excavation | m3
| CH 00-20 |  | 1 | 20 |  |  | 151.749 |  | 3034.98 |  |  |  | 190.63
| CH 20-40 |  | 1 | 20 |  |  | 76.5665 |  | 1531.33 |  |  |  | 112.868
| CH 40-60 |  | 1 | 20 |  |  | 32.17 |  | 643.4 |  |  |  | 40.265
| CH 60-80 |  | 1 | 20 |  |  | 18.0855 |  | 361.71 |  |  |  | 24.075
| CH 80-100 |  | 1 | 20 |  |  | 21.298 |  | 425.96 |  |  |  | 12.096
| CH 100-120 |  | 1 | 20 |  |  | 31.25 |  | 625 |  |  |  | 30.5
| CH 120-140 |  | 1 | 20 |  |  | 47.455 |  | 949.1 |  |  |  | 32
| CH 140-160 |  | 1 | 20 |  |  | 41.8385 |  | 836.77 |  |  |  | 62.91
| CH 160-180 |  | 1 | 20 |  |  | 27.176 |  | 543.52 |  |  |  | 20.767
| CH 180-200 |  | 1 | 20 |  |  | 25.177 |  | 503.54 |  |  |  | 33.585
| CH 200-220 |  | 1 | 20 |  |  | 25.4525 |  | 509.05 |  |  |  | 16.769
| CH 220-240 |  | 1 | 20 |  |  | 40.4275 |  | 808.55 |  |  |  | 34.136
| CH 240-260 |  | 1 | 20 |  |  | 46.3255 |  | 926.51 |  |  |  | 46.719
| CH 260-280 |  | 1 | 20 |  |  | 50.5105 |  | 1010.21 |  |  |  | 45.932
| CH 280-300 |  | 1 | 20 |  |  | 49.7945 |  | 995.89 |  |  |  | 55.089
| Ch 300-320 |  | 1 | 20 |  |  | 38.45 |  | 769 |  |  |  | 44.5
| CH 320-340 |  | 1 | 20 |  |  | 17.8 |  | 356 |  |  |  | 32.4
| CH 340-350 |  | 1 | 10 |  |  | 3.2 |  | 32 |  |  |  | 3.2
| CH 370-380 |  | 1 | 10 |  |  | 30.332 |  | 303.32 |  |  |  | 3.2
| CH 380-398.31 |  | 1 | 18.31 |  |  | 53.106 |  | 972.3709 |  |  |  | 30.332
[8 empty] | Total | 16138.2109 |  |  |  | 75.88
[8 empty] | BMS Excavation(85%) | 13717.4792 |  | 320 | 4389593.3539
[8 empty] | Hard Rock Excavation (15%) | 2420.7316 |  | 1350 | 3267987.6991
3 | Earthwork in Backfill | m3 | 1 | 20 |  |  | 2.191 |  | 43.82
| CH 00-20 |  | 1 | 20 |  |  | 7.341 |  | 146.82 |  |  |  | 7.341
| CH 20-40 |  | 1 | 20 |  |  | 7.341 |  | 146.82 |  |  |  | 7.341
| CH 40-60 |  | 1 | 20 |  |  | 10.381 |  | 207.62 |  |  |  | 7.341
| CH 60-80 |  | 1 | 20 |  |  | 17.3105 |  | 346.21 |  |  |  | 13.421
| CH 80-100 |  | 1 | 20 |  |  | 23.6 |  | 472 |  |  |  | 21.2
| CH 100-120 |  | 1 | 20 |  |  | 37.45 |  | 749 |  |  |  | 26
| CH 120-140 |  | 1 | 20 |  |  | 38 |  | 760 |  |  |  | 48.9
| CH 140-160 |  | 1 | 20 |  |  | 31.15 |  | 623 |  |  |  | 27.1
| CH 160-180 |  | 1 | 20 |  |  | 33 |  | 660 |  |  |  | 35.2
| CH 180-200 |  | 1 | 20 |  |  | 33.1 |  | 662 |  |  |  | 30.8
| CH 200-220 |  | 1 | 20 |  |  | 36.314 |  | 726.28 |  |  |  | 35.4
| CH 220-240 |  | 1 | 20 |  |  | 34.161 |  | 683.22 |  |  |  | 37.228
| CH 240-260 |  | 1 | 20 |  |  | 31.217 |  | 624.34 |  |  |  | 31.094
| CH 260-280 |  | 1 | 20 |  |  | 24.12 |  | 482.4 |  |  |  | 31.34
| CH 280-300 |  | 1 | 20 |  |  | 19.95 |  | 399 |  |  |  | 16.9
| Ch 300-320 |  | 1 | 20 |  |  | 23.825 |  | 476.5 |  |  |  | 23
| CH 320-340 |  | 1 | 20 |  |  | 37.095 |  | 741.9 |  |  |  | 24.65
| CH 340-350 |  | 1 | 10 |  |  | 44.82 |  | 448.2 |  |  |  | 49.54
| CH 370-380 |  | 1 | 10 |  |  | 30.332 |  | 303.32 |  |  |  | 40.1
| CH 380-398.31 |  | 1 | 18.31 |  |  | 59.71 |  | 1093.2901 |  |  |  | 40.1
[8 empty] | Total | 10751.9201 |  | 210 | 2257903.221 | 79.32
4 | C15 Blinding Concrete | m3 | 1 |  |  | 0.075 | 1840 |  | 138
| Over all structure | [6 empty] | Total | 138 |  | 11500 | 1587000
5 | Geotextile | m3 | 1 |  |  |  | 1840 |  | 1840
| Over all structure | [6 empty] | Total | 1840
6 | C25 Concrete
| Canal, CH 00-200 |  | 1 | 400 |  |  | 5.506 |  | 2202.4
Retaining wall
| CH 140-350 |  | 1 | 210 |  |  | 15.967 |  | 3353.07
| CH 370-380 |  | 1 | 10 |  |  | 15.967 |  | 159.67
Aqueduct (Kholsi Crossing)
| Pier with foundation |  | 2 |  | 5.55 |  | 18.698 |  | 207.5478
| Girder |  | 2 | 21 | 0.5 | 1.5 |  |  | 31.5
[8 empty] | Total | 2202.4 |  | 17500 | 38542000
7 | Catch Drain | rm
| Small |  | 1 | 400 |  |  |  |  | 400
| Large |  | 1 | 400 |  |  |  |  | 400
[8 empty] | Total | 800
8 | Formworks | m2
Approach culvert
| base slab top |  | 1 | 400 | 3.4 |  |  |  | 1360
| side wall total |  | 4 | 400 |  | 3.25 |  |  | 5200
| upper slab |  | 2 | 400 | 3.4 |  |  |  | 2720
| Retaining wall |  | 1 |  |  |  |  | 38 | 38
[8 empty] | Total | 9318 |  | 1285 | 11973630
9 | Reinforcement | ton |  |  |  |  | 1.0% of C25 Concrete |  | 172.8884
[8 empty] | Total | 172.8884 |  | 130000 | 22475492
10 | Gabion Boxes | cum
| CH 80-100 |  | 6 | 20 |  |  |  |  | 120
| CH 100-120 |  | 15 | 20 |  |  |  |  | 300
| CH 120-140 |  | 15 | 20 |  |  |  |  | 300
[8 empty] | Total | 720 |  | 5189.5 | 3736440
[11 empty] | TOTAL | 88392046.2741
Nine Crore Forty Two Lakhs

## Audit tunnel Portal (hidden)
JOB TITLE : | Rahughat Mangale HEP
JOB NO. : | 930060
SUBJECT : | ESTIMATE
STRUCTURE : | Audit Tunnel Portal
DWG NO. :
Cal By : | S.joshi
Date : | 20/01/2020
SN | DESCRIPTION | UNIT | NOS | LENGTH | BREADTH | HEIGHT | PERIMETER | AREA | QUANTITY | REMARKS | [8 empty] | 0+020 | 6.315 | 12 | 75.78 | 0+020 | 17.1112 | 10 | 171.112
1 | Site Clearance | sqm | [16 empty] | 0+030 | 8.5158 | 10 | 85.158 | 0+030 | 17.1112 | 10 | 171.112
| audit portal |  | 1 | 11.4739 | 5.55 |  |  |  | 63.6801 |  | FOR ROCKBOLTS | [7 empty] | 0+040 | 13.3108 | 10 | 133.108 | 0+040 | 17.1112 | 10 | 171.112
[8 empty] | TOTAL | 63.6801 |  | 3m rockbolt@1.5m c/c(staggered position) | [7 empty] | 0+050 | 9.1492 | 10 | 91.492 | 0+050 | 17.1112 | 10 | 171.112
2 | Excavation of various types of the materials including disposal etc. all complete as per the specifications and the drawings | cum | [16 empty] | 0+060 | 18.0043 | 10 | 180.043 | 0+060 | 17.1112 | 10 | 171.112
2.1 | Excavation (Rock excavation)
| Rock excavation |  | 1 | 9.4 |  |  |  | 27.3295 | 256.9 |  | Nos | 8 | [6 empty] | 0+070 | 7.4919 | 10 | 74.919 | 0+070 | 17.1112 | 10 | 171.112
[11 empty] | L | 6 | m
[8 empty] | TOTAL | 256.9 |  | H | 3 | m | [5 empty] | 0+080 | 8.4401 | 10 | 84.401 | 0+080 | 17.1112 | 10 | 171.112
3 | 20mm dia 2.2m long Rockbolts @1.5m C/C | nos | [8 empty] | L | 10 | m | 110.93 | 60 | 170.93 |  |  | 0+120 |  |  |  | 0+120
| Inlet portal | [9 empty] | H | 13 | m | 0.2 | 0.3 | 0.2351 |  |  | 0+130 |  |  |  | 0+130
Front Face
| Heading 1 |  | 6 | 11.4 |  |  |  |  | 48
| Heading 2 |  | 6 | 10.9 |  |  |  |  | 42 |  | Area | 130 | m^2 | 22.186 | 18 | 40.186 |  |  | 0+140 |  |  |  | 0+140
|  |  | 1 | 1.22 |  |  |  |  | 1
[8 empty] | TOTAL | 91 | [6 empty] | #REF! |  | Roof 0.3 | 1 | 2.5 | 3.3 | 0.3 | 11.73 | 3.519 | 2.475
4 | 50 mm thick Fibre reinforced Shotcrete | sqm | [8 empty] | Total | #REF! | nos
| Audit Portal |  | 1 |  |  |  |  | 11.069 | 11.069 |  | Deduction | 15.86 | m^2
[8 empty] | TOTAL | 11.069
[11 empty] | Nearly 3 times multiple of staggered calculation is considered |  |  |  | 1.5m |  |  |  |  | 0 | 1.55 | 0
[15 empty] | 2.5m |  |  |  |  | 0 | 3.67 | 0
[15 empty] | 3.5m | 28.6753 | 10.8387 |  |  | 39.514 | 6.82 | 269.4855
[15 empty] | 4.5m | 6.7417 | 13.9343 |  |  | 20.676 | 10.1 | 208.8276
[19 empty] | TOTAL RETAINING WALL VOLUME |  |  | 478.3131
[17 empty] | Pier Concrete calcualtion | Pillars | [7 empty] | Area
[18 empty] | 1 | 2 | 3 | 4 | 5 | 6 | 7
[17 empty] | Pillar heights | 3.5 | 2.96 | 3.11 | 4.21 | 3.75 | 2.66 | 2.52 | 3.2443
[17 empty] | Beam volume | 1.588 | 1.588 | 1.588 | 1.588 | 1.588 | 1.588 | 1.588 |  | 5.2
[17 empty] | Pillar (0.78m2) | 2.4347 | 2.0106 | 2.1284 | 2.9924 | 2.6311 | 1.775 | 1.665 |  | 10.1922
Cross pipe length
[16 empty] | 12.5*4 | 37.5
Note on E12: Saugat Joshi: Inclined length
Note on F12: Saugat Joshi: Average width of audit portal
Note on I16: Saugat Joshi: Area fom profile
Note on B19: Susan Vaidya: 1.5mc/c
Note on E23: Saugat Joshi: average length
Note on I27: Saugat Joshi: Along perimeter
Note on O27: Susan Vaidya: for tunnel face area for CAD

## Portals (hidden)
JOB TITLE : | #REF!
JOB NO. : | #REF!
SUBJECT : | ESTIMATE
STRUCTURE : | PORTALS
DWG NO. :
Inlet portal at Headrace Tunnel
S.N. | DESCRIPTION | UNIT | NOS. | LENGTH | BREADTH | HEIGHT | AREA | PERIMETER | QUANTITY | REMARKS
1 | Earthwork in Excavation | m3 | 1 | 13.2 |  |  | 25.92 |  | 342.144
2 | 50mm thick Shotcrete | m2 | 1 |  |  |  | 203.34 |  | 203.34
3 | 2m long 20mm dia spot bolt | Nos. | [5 empty] | 83.8 | 280.3333 | Considering 0.3m c/c spacing
Outlet Portal at Surge shaft
S.N. | DESCRIPTION | UNIT | NOS. | LENGTH | BREADTH | HEIGHT | AREA | PERIMETER | QUANTITY | REMARKS
1 | Earthwork in Excavation | m3 | 1 | 25.5 |  |  | 122.847 |  | 3132.5985
2 | 50mm thick Shotcrete | m2 | 1 |  |  |  | 138.59 |  | 138.59
3 | 2m long 20mm dia Spot Bolt | Nos. | [5 empty] | 65.64 | 219.8 | Considering 0.3m c/c spacing
Adit Tunnel Portal
S.N. | DESCRIPTION | UNIT | NOS. | LENGTH | BREADTH | HEIGHT | AREA | PERIMETER | QUANTITY | REMARKS
1 | Earthwork in Excavation | m3 | [6 empty] | 1840.8
|  |  | 1 |  | 11.8 |  | 156 |  | 1840.8 | From longitudinal sec
2 | 50mm thick Shotcrete | m2 | 1 |  |  |  | 165 |  | 165
3 | 2m long 20mm dia Spot Bolt | Nos. | [5 empty] | 76.4 | 255.6667
Summary
S.N. | DESCRIPTION | UNIT | Total Quantity
1 | Earthwork in Excavation | m3 | 5315.5425
2 | 50mm thick Shotcrete | m2 | 506.93
3 | 2m long 20mm dia Spot Bolt | Nos. | 755.8
Component Cost

## 5. Portals (hidden)
JOB TITLE : | MISTRI KHOLA 2 HYDROELECTRIC PROJECT
JOB NO. : | 930076
SUBJECT : | ESTIMATE
STRUCTURE : | PORTALS
DWG NO. :
Inlet portal at Headrace Tunnel
S.N. | DESCRIPTION | UNIT | NOS. | LENGTH | BREADTH | HEIGHT | AREA | PERIMETER | QUANTITY | REMARKS
1 | Earthwork in Excavation | m3 | 1 | 13.2 |  |  | 25.92 |  | 342.144
2 | 50mm thick Shotcrete | m2 | 1 |  |  |  | 203.34 |  | 203.34
3 | 2m long 20mm dia spot bolt | Nos. | [5 empty] | 83.8 | 280.3333 | Considering 0.3m c/c spacing
Outlet Portal at Powerhouse
S.N. | DESCRIPTION | UNIT | NOS. | LENGTH | BREADTH | HEIGHT | AREA | PERIMETER | QUANTITY | REMARKS
1 | Earthwork in Excavation | m3 | 1 | 25.5 |  |  | 122.847 |  | 3132.5985
2 | 50mm thick Shotcrete | m2 | 1 |  |  |  | 138.59 |  | 138.59
3 | 2m long 20mm dia Spot Bolt | Nos. | [5 empty] | 65.64 | 219.8 | Considering 0.3m c/c spacing
Outlet Portal at Outlet Adit Tunnel
S.N. | DESCRIPTION | UNIT | NOS. | LENGTH | BREADTH | HEIGHT | AREA | PERIMETER | QUANTITY | REMARKS
1 | Earthwork in Excavation | m3
2 | 50mm thick Shotcrete | m2
3 | 2m long 20mm dia Spot Bolt | Nos.
Ventilation Tunnel Portal
S.N. | DESCRIPTION | UNIT | NOS. | LENGTH | BREADTH | HEIGHT | AREA | PERIMETER | QUANTITY | REMARKS
1 | Earthwork in Excavation | m3 | 1 | 0 |  |  | 1.8198 |  | 0
2 | 50mm thick Shotcrete | m2 | 1 | 0 |  |  |  | 11.8809 | 0
3 | 2m long 20mm dia Spot Bolt | Nos. | [5 empty] | 11.8809 | 0 | Considering 0.3m c/c Spacing
Summary
S.N. | DESCRIPTION | UNIT | Total Quantity
1 | Earthwork in Excavation | m3 | 3474.7425
2 | 50mm thick Shotcrete | m2 | 341.93
3 | 2m long 20mm dia Spot Bolt | Nos. | 500.1333
Component Cost

## 6. Headrace Tunnel (hidden)
JOB TITLE : | #REF!
JOB NO. : | #REF!
SUBJECT : | ESTIMATE
STRUCTURE : | WATERWAYS - HEADRACE TUNNEL
DWG NO. :
S.N. | DESCRIPTION | UNIT | DIAMETER | LENGTH | BREADTH |  | HEIGHT | AREA | VOLUME | QUANTITY |  | REMARKS
1 | Rock Excavation | m3
| Class I Excavation |  | 4 | 111 | 4.2 |  |  | 15.88 | 1762.68 | 1763
| Class II Excavatio |  | 4.1 | 290 | 4.25 |  |  | 16.44 | 4767.6 | 4768
| Class III Excavation |  | 4.1 | 270 | 4.25 |  |  | 16.44 | 4438.8 | 4439
| Class IV Excavation |  | 4.2 | 510 | 4.3 |  |  | 17 | 8670 | 8670
| Class V Excavation |  | 4.2 | 620 | 4.3 |  |  | 17 | 10540 | 10540
| Class VI Excavaton |  | 4.9 | 200 | 4.65 |  |  | 20.2 | 4040 | 4040
[9 empty] | TOTAL | 34220
2 | Shotcrete | m2
| 50 mm thickness |  |  | 560 |  |  | 10.84 | 6070.4 |  | 6071 |  | For Class II & III rock type
| 100 mm Thickness |  |  | 1130 |  |  | 10.99 | 12418.7 |  | 12419 |  | For Class IV & V rock type
| 150 mm Thickness |  |  | 200 |  |  | 11.15 | 2230 |  | 2230 |  | For Class VI rock type
3 | Rockbolts | nos | [9 empty] | 1.8m c/c 5 nos. in cross section for Class II rock type
| 2.2 m long 20 mm dia | [8 empty] | 11770 |  | 1.6m c/c 6 nos. in cross section for Class III rock type
1.4m c/c 7 nos. in cross section for Class IV rock type
1.2m c/c 8 nos. in cross section for Class V rock type
1.0m c/c 9 nos. in cross section for Class VI rock type
4 | Steel Ribs | nos
| ISMB 75*150 | [8 empty] | 370 |  | For Class VI rock Type
5 | Concrete Lining | m3
| Class VI |  |  | 200 |  |  |  | 3.48 | 696 | 696 |  | For Class VI rock Type
| Invert Lining |  | 4 | 2001 |  |  | 0.2 |  | 1600.8 | 1600.8
[9 empty] | TOTAL | 2296.8
6 | Rebar | Ton | [7 empty] | 108.1793 |  | 0.6% of C25 Concrete
Rock Class Type | Percentage of each rock class length | Length of each rock class | Shotcrete Thickness in wall | Shotcrete thickness in Crown | Spot and Systematic Bolt Type Diameter And Spacing |  |  |  | ISMB (75*150mm) | Spiling |  | Invert Concrete Lining
[5 empty] | Diameter | Length | Transverse Spacing | Longitudinal Spacing | Both Longitudinal & Transverse Spacing | Transverse Spacing | Longitudinal Spacing | At The invert of each rock class type
Class I | 2.304% | 50.711 | 0.05 | 0.05 | 20 | 2.2 | 2 | 2 |  |  |  | 0.2 | 2.27%
Class II | 11.01% | 242.3631 | 0.05 | 0.05 | 20 | 2.2 | 1.8 | 1.8 |  |  |  | 0.2 | 12.54%
Class III | 40.76% | 897.0396 | 0.05 | 0.05 | 20 | 2.2 | 1.6 | 1.6 |  |  |  | 0.2 | 35.44%
Class IV | 31.01% | 682.6181 | 0.1 | 0.1 | 20 | 2.2 | 1.4 | 1.4 |  |  |  | 0.2 | 31.65%
Class V | 11.71% | 257.7041 | 0.15 | 0.15 | 20 | 2.2 | 1.2 | 1.2 |  | 0.4 | 5 | 0.2 | 10.42%
Class VI | 3.206% | 70.5641 | 0.15 | 0.15 | 20 | 2.2 | 1 | 1 | 1 | 0.4 | 5 | 0.2 | 2.87%
| 100% | 2201 | 2201 | [9 empty] | 95.19%
S.N. | DESCRIPTION | UNIT |  | LENGTH | BREADTH | HEIGHT | AREA | VOLUME | QUANTITY | REMARKS |  |  |  | Perimeter | Rates | Amount
1 | Rock Excavation | m3
| Class I Excavation |  |  | 50.711 |  |  | 15.0832 |  | 764.8848
| Class II Excavatio |  |  | 242.3631 |  |  | 15.0832 |  | 3655.6113
| Class III Excavation |  |  | 897.0396 |  |  | 15.0832 |  | 13530.2271 |  |  |  |  | 14.6832
| Class IV Excavation |  |  | 682.6181 |  |  | 15.0832 |  | 10296.0659
| Class V Excavation |  |  | 257.7041 |  |  | 15.0832 |  | 3887.0023
| Class VI Excavaton |  |  | 70.5641 |  |  | 15.0832 |  | 1064.3318
|  |  |  | 2201 |  |  |  |  | 33198.1232 | m3 |  |  |  |  | 6751.25 | 224128829.254
2 | Shotcrete | [5 empty] | Perimeter
| 50mm thick Fiber Reinforced Shotcrete | m3 |  | 1190.1137 |  |  | 10.5261 |  | 12527.256 | [5 empty] | 2986.675 | 37414842.2405
| 100mm thick Fiber Reinforced Shotcrete | m3 |  | 682.6181 |  |  | 10.369 |  | 7078.0675 | [5 empty] | 5973.35 | 42279774.4633
| 150mm thick Fiber Reinforced Shotcrete | m3 |  | 328.2681 |  |  | 10.2119 |  | 3352.2415 | [5 empty] | 8960.025 | 30036167.3766
|  |  |  | 2201 |  |  |  |  | 22957.5649 | m2
3 | Spot and Systematic Bolting | [12 empty] | 10.5261
Class I
| 2.2m long 20mm dia spot Bolt @ 2.0*2.0m c/c spacing |  |  | 50.711 |  |  |  |  | 134.4474 | [5 empty] | 3816 | 513051.1621
Class II
| 2.2m long 20mm dia systematic Bolt @1.8*1.8m c/c Spacing |  |  | 242.3631 |  |  |  |  | 788.3884 |  |  |  |  | 10.5261 | 3816 | 3008490.0977
Class III
| 2.2m long 20mm dia systematic Bolt @ 1.6*1.6m c/c spacing |  |  | 897.0396 |  |  |  |  | 3689.4094 |  |  |  |  | 10.5261 | 3816 | 14078786.3427
Class IV
| 2.2m long 20mm dia systematic Bolt @1.4*1.4m c/c Spacing |  |  | 682.6181 |  |  |  |  | 3612.2589 |  |  |  |  | 10.369 | 3816 | 13784380.0591
Class V
| 2.2m long 20mm dia systematic Bolt @ 1.2*1.2m c/c spacing |  |  | 257.7041 |  |  |  |  | 1828.5336 |  |  |  |  | 10.2119 | 3816 | 6977684.1159
Class VI
| 2.2m long 20mm dia systematic Bolt @1.0*1.0m c/c spacing |  |  | 70.5641 |  |  |  |  | 721.5931 |  |  |  |  | 10.2119 | 3816 | 2753599.3624
|  |  |  | 2201 |  |  |  |  | 10774.6308 | Nos
4 | ISMB (75*150mm) |  |  | 70.5641 |  |  |  |  | 71.5641 |  |  |  |  | 10.2832 | 137921.6693 | 9870234.6192
5 | Spiling |  |  | 328.2681 |  |  |  |  | 1688.8235 |  |  |  |  | 10.2832 | 7000 | 11821764.4603
6 | Invert Concreting |  |  | 1190.1137 | 3.9 | 0.2 |  |  | 928.2887
|  |  |  | 682.6181 | 3.8 | 0.2 |  |  | 518.7898
|  |  |  | 328.2681 | 3.7 | 0.2 |  |  | 242.9184
|  |  |  | 2201 |  |  |  |  | 1689.9969 | [5 empty] | 17580.5 | 29710990.7009
7 | Formwork |  |  | 1190.1137 | 3.9 | 0.2 |  |  | 94.3889
|  |  |  | 682.6181 | 3.9 | 0.2 |  |  | 27.4021
|  |  |  | 328.2681 | 3.9 | 0.2 |  |  | 13.5825
|  |  |  | 2201 |  |  |  |  | 135.3734 | [5 empty] | 799 | 108163.3745
8 | Reinforcement | [5 empty] | 0.6% of C25 Concrete |  | 79.5989 | [5 empty] | 134763.75 | 10727040.1318
437213797.7608
[16 empty] | 218606.8989 | per m cost
Note on K36: Author: 0.6% of Concrete Volume
Note on L41: Ranjita Khatri: Providing 1m Laping for 6m long 25mm dia spilling Providing 5m c/c spacing at longitudinal direction
Note on O54: Ranjita Khatri: Perimeter of Excavation
Note on J90: Ranjita Khatri: Longitudinal Spacing 5m cross sectional Spacing 0.4m
Component Cost

## Surface Penstock (hidden)
Penstock Excavation
Description | Nos. | Unit | Length | Breadth | Height | Area | Perimeter | Volume | Quantity
Penstock Excavation |  | m3 | [5 empty] | Total | 15470.2638
Section AA and BB |  | 1 | 40 |  |  | 148.015 |  |  | 5920.6
Section BB and CC |  | 1 | 20 |  |  | 107.68 |  |  | 2153.6
Section CC and DD |  | 1 | 50 |  |  | 119.575 |  |  | 5978.75
Section DD to inlet portal |  | 1 | 15.82 |  |  | 89.59 |  |  | 1417.3138
Backfilling |  | m3 | [5 empty] | Total | 6418.218
Section AA and BB |  | 1 | 40 |  |  | 66.38 |  |  | 2655.2
Section BB and CC |  | 1 | 20 |  |  | 47.94 |  |  | 958.8
Section CC and DD |  | 1 | 50 |  |  | 47.415 |  |  | 2370.75
Section DD to inlet portal |  | 1 | 15.82 |  |  | 27.4 |  |  | 433.468
Sandfilling |  | m3 | [5 empty] | Total | 550.62
Section D-D |  | 1 | 57.96 |  |  | 9.5 |  |  | 550.62
C20 Concrete in Anchor Block | [8 empty] | 1187.52
VAB1 | 1 | m3 |  | 4.4 |  | 31.36 |  |  | 111.58
HAB1 | 1 | m3 |  | 7.2 |  | 27.39 |  |  | 166.58
VAB2 | 1 | m3 |  | 6.3 |  | 44.5546 |  |  | 236.43
CAB1(Bifurcation) | 1 | m3 |  | 7.25 |  | 86.0933 |  |  | 586.7
VAB3 | 1 | m3 |  | 3.6 |  | 26.818 |  |  | 86.23
[8 empty] | Total | 1187.52
Total concrete in Anchor Block | [8 empty] | 600.82
Total concrete in Bifurcation block | [8 empty] | 586.7
60% C20 Concrete | [8 empty] | 712.512 | Total C20
40% Plum with C15 concrete | [8 empty] | 475.008 | Total Plum
C15 Concrete
VAB1 | 1 | m3 | 6.2 | 4.4 | 0.075 |  |  |  | 2.046
HAB1 | 1 | m3 | 6 | 7.2 | 0.075 |  |  |  | 3.24
VAB2 | 1 | m3 | 9.9 | 6.3 | 0.075 |  |  |  | 4.6777
CAB1(Bifurcation) | 1 | m3 | 12 | 7.25 | 0.075 |  |  |  | 6.525
VAB3 | 1 | m3 | 6 | 3.6 | 0.075 |  |  |  | 1.62
[8 empty] | Total | 18.1088
Reinforcement in AB |  | Ton |  |  |  |  | 0.4% Concrete Volume |  | 37.2881
Formwork in Anchor Block
VAB1 |  | m2
| 2 |  | 6.2 |  | 5.1 |  |  |  | 63.24
| 2 |  |  | 4.4 | 5.1 | 18.4639 |  |  | 36.9278
HAB1 | 2 |  | 6 |  | 6.59 |  |  |  | 79.08
| 2 |  |  | 7.2 | 6.59 | 43.4719 |  |  | 86.9438
VAB2 | 2 |  | 9.9 |  | 3.95 |  |  |  | 78.21
| 2 |  |  | 6.3 | 3.95 | 20.9089 |  |  | 41.8178
CAB1(Bifurcation) | 2 |  | 12 |  | 7.2 |  |  |  | 172.8
| 2 |  |  | 7.25 | 7.2 | 48.2239 |  |  | 96.4478
VAB3 | 2 |  | 6 |  | 4.3 |  |  |  | 51.6
| 2 |  |  | 3.6 | 4.3 | 11.5039 |  |  | 23.0078
[8 empty] | Total | 730.0752
Component Cost
Note on E17: Sandeep Poudel: From profile
Note on K20: Tej Prakash Bhandari: Vol. of block excluding pipe vol.
Note on K21: Tej Prakash Bhandari: Vol. of block excluding pipe vol.
Note on K22: Tej Prakash Bhandari: Vol. of block excluding pipe vol.
Note on K23: Tej Prakash Bhandari: Vol. of block excluding pipe vol.
Note on K24: Tej Prakash Bhandari: Vol. of block excluding pipe vol.
Note on G44: Anil Sapkota: Avg Height
Note on H45: Anil Sapkota: Deduct Pipe
Note on G46: Anil Sapkota: Avg Height
Note on H47: Anil Sapkota: Deduct Pipe
Note on H49: Anil Sapkota: Deduct Pipe
Note on H51: Anil Sapkota: Deduct Pipe
Note on G52: Anil Sapkota: Avg Height
Note on H53: Anil Sapkota: Deduct Pipe

## 8. Ventilation Tunnel (hidden)
JOB TITLE : | MISTRI KHOLA 2 HYDROELECTRIC PROJECT
JOB NO. : | 930076
SUBJECT : | ESTIMATE
STRUCTURE : | WATERWAYS - VENTILATION TUNNEL
DWG NO. :
S.N. | DESCRIPTION | UNIT | NOS. | LENGTH | BREADTH | HEIGHT | AREA | PERIMETER | QUANTITY | REMARKS
1 | Rock Excavation | m3 | 1 | 166 |  |  | 5.2 |  | 863.2
2 | Shotcrete | m3 | 1 | 166 |  |  | 0.5984 |  | 99.3344
100mm thick Fiber Reinforced Shotcrete
3 | Rockbolts | Nos.
| 20mm dia 1.2m long @1.4m c/c spacing |  |  | 166 |  |  |  | 6.46 | 671.3082 |  | 640
Component Cost

## 10. Vertical Penstock Shaft (hidden)
JOB TITLE : | MISTRI KHOLA 2 HYDROELECTRIC PROJECT
JOB NO. : | 930076
SUBJECT : | ESTIMATE
STRUCTURE : | WATERWAYS - VERTICAL PENSTOCK SHAFT
DWG NO. :
Including Cost upto payline
| Total length of Vertical Shaft | 45 | m
Rock Class Type | Percentage of each rock class length | Length of each rock class | Shotcrete Thickness | Concrete Thickness | Spot and Systematic Bolt Type Diameter And Spacing
[5 empty] | Diameter | Length | Transverse Spacing | Longitudinal Spacing
Class I | 50% | 22.5 | 0.15 | 0.2 | 20 | 1.2 | 1.4 | 1.4
Class II | 50% | 22.5 | 0.15 | 0.2 | 20 | 1.2 | 1.4 | 1.4
S.N. | DESCRIPTION | UNIT | NOS. | LENGTH | BREADTH | HEIGHT | AREA | PERIMETER | QUANTITY | REMARKS
1 | Rock Excavation | m3 | 1 | 45 |  |  | 7.5477 |  | 339.6465
2 | Shotcrete | m2
| 100mm thick Fiber Reinforced Shotcrete |  | 1 | 45 |  |  |  | 8.64 | 388.8
3 | Concrete | m3
| 200mm thick Concrete Lining |  | 1 | 45 |  |  | 1.5394 |  | 69.273
4 | Rockbolt | Nos.
| 1.2m long 20mm dia Rockbolt @1.4*1.4m c/c spacing |  |  | 45 |  |  |  |  | 205.5651 | 8.9535 perimeter of the Cross section
1.4m c/c spacing in cross section
6.3954
7 nos. of rockbolt in cross section
1.4m c/c spacing in length
32.1429
32 nos. of rockbolt in longitudinal direction
5 | Formwork | m2 | 1 | 45 |  |  |  | 7.0686 | 318.087
6 | Reinforcement | ton | [6 empty] | 6.5255 | 1.2% of C25 Concrete
Component Cost

## 11. Inclined Penstock Tunnel (hidden)
JOB TITLE : | MISTRI KHOLA 2 HYDROELECTRIC PROJECT
JOB NO. : | 930076
SUBJECT : | ESTIMATE
STRUCTURE : | WATERWAYS - INCLINED PENSTOCK TUNNEL
DWG NO. :
Including the cost upto payline
Total Length of inclined penstock tunnel = 108.5m
Rock Class Type | Percentage of each rock class length | Length of each rock class | Shotcrete Thickness in wall | Shotcrete thickness in Crown | Spot and Systematic Bolt Type Diameter And Spacing |  |  |  | Invert Concrete Lining | Finished Dimension of tunnel
[5 empty] | Diameter | Length | Transverse Spacing | Longitudinal Spacing | At The invert of each rock class type
Class I | 50% | 54.25 | 0.05 | 0.05 | 20 | 2.2 | 2 | 2 | 0.2 | 3.9*3.95
Class II | 50% | 54.25 | 0.05 | 0.05 | 20 | 2.2 | 1.8 | 1.8 | 0.2 | 3.9*3.95
108.5
S.N. | DESCRIPTION | UNIT | NOS. | LENGTH | BREADTH | HEIGHT | AREA | PERIMETER | QUANTITY | REMARKS
1 | Rock Excavation | m3
| Class I |  | 1 | 54.25 |  |  | 16.5872 |  | 899.8556
| Class II |  | 1 | 54.25 |  |  | 16.5872 |  | 899.8556
|  |  |  | 108.5 |  |  |  |  | 1799.7112
2 | Shotcrete | m2
| 50mm thick Fiber Reinforced Shotcrete |  | 1 | 54.25 |  |  |  | 10.5261 | 571.0409
| 50mm thick Fiber Reinforced Shotcrete |  | 1 | 54.25 |  |  |  | 10.5261 | 571.0409
|  |  |  | 108.5 |  |  |  |  | 1142.0819
3 | Rockbolt | Nos
| 2.2m long Cement Grouted Rock Bolt @2.0*2.0m c/c Spacing |  |  | 54.25 |  |  |  | 10.5261 | 143.7602 |  | 544
| 2.2m long Cement Grouted Rock Bolt @1.8*1.8m c/c Spacing |  |  | 54.25 |  |  |  | 10.5261 | 177.2472
321.0074
4 | Concrete | m3
| Invert Concrete Lining |  | 1 | 108.5 | 3.9 | 0.3 |  |  | 126.945
| C25 Concreting for Saddle Support |  | 1 | 108.5 |  |  | 2.3623 |  | 256.3096
383.2545
5 | Formwork | m2
| Formwork For Invert Concreting |  | 1 | 108.5 | 3.9 | 0.3 |  |  | 7.5172 | Invert Formwork at an interval of 20m
Formwork For Saddle Support
|  |  | 2 |  |  |  | 2.3623 |  | 28.3476
|  |  | 1 | 108.5 |  | 1 |  |  | 108.5
144.3648
6 | Reinforcement | ton
| Reinforcement For Invert Concrete Lining | [7 empty] | 3.9861 | 0.4% of Invert Concrete Lining Concrete
| Reinforcement For Saddle Support | [7 empty] | 16.0962 | 0.8% of C25 Saddle Support Concrete
20.0823
Note on J41: Ranjita Khatri: Assuming 6 nos of Saddle Support
Component Cost

## Valve House (hidden)
JOB TITLE : | MYAGDI KHOLA HPP (65 MW)
JOB NO. : | 930100
SUBJECT : | ESTIMATE |  |  |  |  | Cal. By: | S.P
STRUCTURE : | VALVE CHAMBER TUNNEL |  |  |  |  | Checked By: | S.L
DWG NO. : | [5 empty] | Date: | 2023-01-16
0
Dia. Of tunnel
Total Length of Tunnel | 17.46 | m
Size of Horse Shoe Shaped Tunnel |  | m | [7 empty] | Dia. | 8.5 | 4.25
Rock types | Percentage of total length | Reinforced Shotcrete (m) | Rock Bolts Spacing | Concrete lining at Crown and wall Area (m3) | Area for excavation (m2) | Perimeter of Crown & Wall for Shotcrete (m) | Perimeter for Formwork (m) | Invet level m2 |  | Ht | 11.25 |  |  | 7
| 100% | 0.15 | 1 | 0 | 94.8086 | 28.1372 | 27.3518 | 0 |  |  | 0.3
| Particulars | Units
S.No | Length of Tunnel | m | 17.46
1 | Rock excavation | cum | 1655.3586 | [5 empty] | length of valve chamber |  |  | 13.35 | m
2 | 150 mm thick FR Shotcrete | m2 | 491.2749 | [5 empty] | length of transition |  |  | 14.12 | m
3 | Wiremesh of shortcrete | m2 | 196.51 | [5 empty] | Perimeter of Valve chamber |  |  | 26.24 | m
4 | 25 mm dia 3.5 m long Rock Bolt | nos | 492 | [5 empty] | Perimeter of tunnel section |  |  | 10.3978 | m
5 | Spilling Bolts, 6m long, 25mm dia 40cm spacing | nos | 151 | [5 empty] | C/c Spacing of Lattice Girder |  |  | 1 | m
6 | ISMB Steel Rib (150*75*6)mm | tons | 7.385 | [5 empty] | No of lattice Girder at Valve Chamber |  |  | 14 | nos
7 | Cleaning invert | m2 | 148.41 | [5 empty] | No of lattice Girder at transition |  |  | 14 | nos
8 | Reinforcement at invert | Tons | 1.8092 | [5 empty] | Total Len. of lattice girder at valve chamber |  |  | 367.36 | m
9 | Invert Concrete (M20) 25cm thick | cum | 30.7296 | [5 empty] | Total Len. of lattice girder at transition |  |  | 145.569 | m
10 | Lattice Girder | tons | 10.8 | [5 empty] | Total length of lattice girder |  |  | 512.929 | m
| Butterfly Valve Chamber | Units | [6 empty] | Wt per unit length |  |  | 21 | kg/m
S.No | C25 Concrete | cum | 300 | [5 empty] | Total wt of Lattice girder |  |  | 10771.5094 | kg/m
1 | Crane Beam | cum | 16 | [8 empty] | 10.7715 | tonnes
2 | Column | cum | 17.36
3 | Foundation Including Pedestal | cum | 128.32
|  | Total | 461.68
4 | Reinforcement |  | 27.1814

## Valve House Access Portal (hidden)
JOB TITLE : | MYAGDI KHOLA HPP (65 MW)
JOB NO. : | 930100
SUBJECT : | ESTIMATE | [7 empty] | Cal. By: | S.P
STRUCTURE : | VALVE HOUSE ACCESS PORTAL | [7 empty] | Checked By: | S.L
DWG NO. : | [8 empty] | Date: | 2023-01-16
SN | DESCRIPTION | UNIT | NOS | LENGTH | BREADTH | HEIGHT | AREA | VOLUME | QUANTITY | REMARKS
1 | Site Clearance | sqm
| Access Valve Portal |  | 1 |  |  |  | 350 |  | 350
[8 empty] | TOTAL | 350
2 | Excavation of various types of the materials including disposal etc. all complete as per the specifications and the drawings | cum | [10 empty] | 1470
2.2 | Excavation in Hard Rock |  | 1 |  | 12 |  | 476.215 |  | 5714.58
[8 empty] | TOTAL | 5714.58
3 | 25mm dia 3.5m long Rockbolts (1.5m x 1.5m) | nos
no per m2
| Front and side |  | 1 | 2.25 |  |  | 1000 |  | 444.4444
[8 empty] | TOTAL | 445
4 | 100 mm thick plainShotcrete | cum
Inlet portal
| Front face |  | 1 |  |  |  | 1000 |  | 1000 |  |  | 11.66
[8 empty] | TOTAL | 1000 |  | 11.1
5 | Wiremesh | sq.m
|  |  | 1 |  |  |  | 1000 |  | 1000
[8 empty] | TOTAL | 1000
6 | Weep Holes | nos | [9 empty] | 3
no per m2
|  |  | 1 | 3 |  |  | 1000 |  | 333.3333
[8 empty] | TOTAL | 334

## Valve house Access Tunnel (hidden)
JOB TITLE : | MYAGDI KHOLA HPP (65 MW)
JOB NO. : | 930100 | [8 empty] | Total ht | 4.25
SUBJECT : | ESTIMATE | [6 empty] | Cal. By: | S.P | Dia | 3.8 | 1.9 |  | Total ht | 4.5
STRUCTURE : | VALVE HOUSE ACCESS TUNNEL | [6 empty] | Checked By: | S.L
DWG NO. : | [7 empty] | Date: | 2023-01-16
[10 empty] | Ht | 2.45 |  | 10.869 | Dia. | 4 | 2
| Total Length of Tunnel | 73.62 | m
| Rock types |  | Steel fibre Reinforced Shotcrete (m) | Cement Grouted Rock Bolts Spacing | Concrete lining at Crown and wall Area (m3) | Area for excavation (m2) | Perimeter of Crown & Wall for Shotcrete (m) | Perimeter for Formwork (m) | Invet level m2
| S1 |  | 0.05 | 1.8 | 0 | 14.9806 | 10.7119 | 0 | 0.76 |  | 2.2
| S2 |  | 0.05 | 1.5 | 0 | 14.9806 | 10.7119 | 0 | 0.76 |  | 0.44
| S3 |  | 0.1 | 1.3 | 0 | 14.9806 | 10.5549 | 0 | 0.76
| S4 |  | 0.12 | 1.2 | 0 | 14.9806 | 10.492 | 0 | 0.76
| S5 |  | 0.15 | 1 | 0 | 14.9806 | 10.3978 | 0 | 0.76
| S6 |  | 0.1 | 1 | 2.6387 | 14.9806 | 10.5549 | 10.5549
[10 empty] | 0 |  | #REF!
| Particulars | Units | S1 | S2 | S3 | S4 | S5 | S6 | Total
S.No | Length of Tunnel | m | 0 | 0 | 22.086 | 22.086 | 14.724 | 14.724 | 73.62
1 | Underground Excavation | m3 | 0 | 0 | 330.861 | 330.861 | 220.574 | 153.097 | 1035.3929
2 | Fibre Reinforced Shotcrete (100mm) | sqm | 0 | 0 | 233.1148 | 0 | 0 | 155.4099 | 388.5246
3 | Fiber Reinforced Shotcrete (120mm) | sqm | 0 | 0 | 0 | 231.7271 | 0 | 0 | 231.7271
4 | Fiber Reinforced Shotcrete (150mm) | sqm | 0 | 0 | 0 | 0 | 153.097 | 0 | 153.097
5 | Final Concrete Lining | m3 | 0 | 0 | 0 | 0 | 0 | 38.8525 | 38.8525
6 | Formwork around concrete lining | m2 | 0 | 0 | 0 | 0 | 0 | 155.4099 | 155.4099
7 | Reinforcement in the structural concrete lining | ton | 0 | 0 | 0 | 0 | 0 | 1.525 | 1.525
8 | 2.5 m long, 25mm dia Rock Bolts | nos | 0 | 0 | 276 | 161 | 385 | 390 | 1212
9 | Spilling Bolts, 6m long, 25mm dia 40cm spacing | nos | 0 | 0 | 0 | 0 | 57 | 57 | 114
10 | Steel Ribs (ISMB 150) at 1m/1.5m spacing | ton | 0 | 0 | 0 | 0 | 0 | 1.5832 | 1.5832
12 | concrete at invert | m3 | 0 | 0 | 16.7854 | 16.7854 | 11.1902 | 0 | 44.761
13 | Reinforcement | ton | 0 | 0 | 0.98824 | 0.98824 | 0.65883 | 0 | 2.6353
14 | Cleaning invert | sqm | 0 | 0 | 885.8362 | 167.8536 | 0 | 0 | 1053.6898
15 | wire mesh | m2 | 0 | 0 | 23.3115 | 23.1727 | 22.0574 | 15.541 | 84.0826
|  |  |  | 0 | 1.83 | 1.8191 | 1.7315 | 1.22

## Powrhouse Adit Portal (hidden)
JOB TITLE : | MYAGDI KHOLA HPP (65 MW)
JOB NO. : | 930100
SUBJECT : | ESTIMATE | [7 empty] | Cal. By: | S.P
STRUCTURE : | POWERHOUSE ADIT PORTAL | [7 empty] | Checked By: | S.L
DWG NO. : | [8 empty] | Date: | 2023-01-16
SN | DESCRIPTION | UNIT | NOS | LENGTH | BREADTH | HEIGHT | AREA | VOLUME | QUANTITY | REMARKS
1 | Site Clearance | sqm
| Outlet portal |  | 1 |  |  |  | 100 |  | 100
[8 empty] | TOTAL | 100
2 | Excavation of various types of the materials including disposal etc. all complete as per the specifications and the drawings | cum | [10 empty] | 1470
2.2 | Excavation in Hard Rock |  | 1 |  | 24 |  | 97 |  | 2328
[8 empty] | TOTAL | 2328
3 | 20mm dia 3.5m long Rockbolts (1.5m x 1.5m) | nos
no per m2
| Front and sides |  | 1 | 2.25 |  |  | 312.5 |  | 138.8889
[8 empty] | TOTAL | 139
4 | 100 mm thick plainShotcrete | sqm
Inlet portal
| Front face and sides |  | 1 |  |  |  | 312.5 |  | 312.5 |  |  | 11.66
[8 empty] | TOTAL | 312.5 |  | 11.1
5 | Wiremesh | sq.m
|  |  | 1 |  |  |  | 312.5 |  | 312.5
[8 empty] | TOTAL | 312.5
6 | Weep Holes | nos | [9 empty] | 3
no per m2
|  |  | 1 | 3 |  |  | 312.5 |  | 104.1667
[8 empty] | TOTAL | 105

## Powerhouse Adit Tunnel (hidden)
JOB TITLE : | Myagdi Khola HPP (57.3 MW)
JOB NO. :
SUBJECT : | ESTIMATE
STRUCTURE : | POWERHOUSE ADIT TUNNEL | [8 empty] | Total ht | 3.5
DWG NO. : | [9 empty] | Dia | 3.2 | 1.6 |  | Total ht | 4.5
Cal By :
Checked By:
Date : | 2021-05-13 | [8 empty] | Ht | 2 |  | 9.0265 | Dia. | 4 | 2
| Total Length of Tunnel | 63.6 | m
| Rock types |  | Steel fibre Reinforced Shotcrete (m) | Cement Grouted Rock Bolts Spacing | Concrete lining at Crown and wall Area (m3) | Area for excavation (m2) | Perimeter of Crown & Wall for Shotcrete (m) | Perimeter for Formwork (m) | Invet level m2
| S1 |  | 0.05 | 1.8 | 0 | 12.1606 | 8.8265 | 0 | 0.64 |  | 2.2
| S2 |  | 0.05 | 1.5 | 0 | 12.1606 | 8.8265 | 0 | 0.64 |  | 0.44
| S3 |  | 0.1 | 1.3 | 0 | 12.6494 | 8.8265 | 0 | 0.64
| S4 |  | 0.12 | 1.2 | 0 | 12.8471 | 8.8265 | 0 | 0.64
| S5 |  | 0.15 | 1 | 0 | 13.1461 | 8.8265 | 0 | 0.64
| S6 |  | 0.2 | 1 | 3.0066 | 13.1461 | 8.8265 | 7.8841 | 0
[10 empty] | 0 |  | #REF!
| Particulars | Units | S1 | S2 | S3 | S4 | S5 | S6 | Total
S.No | Length of Tunnel | m | 0 | 0 | 12.72 | 12.72 | 19.08 | 19.08 | 63.6
1 | Underground Excavation | m3 | 0 | 0 | 160.9001 | 163.4152 | 250.8266 | 250.8266 | 825.9686
2 | Fiber Reinforced Concrete (100mm) | m2 | 0 | 0 | 112.2737 | 0 | 0 | 168.4105 | 280.6842
3 | Fiber Reinforced Concrete (120mm) | m2 | 0 | 0 | 0 | 112.2737 | 0 | 0 | 112.2737
4 | Fibre Reinforced Shotcrete (150mm) | m2 | 0 | 0 | 0 | 0 | 168.4105 | 0 | 168.4105
5 | Final Concrete Lining | m3 | 0 | 0 | 0 | 0 | 0 | 57.3666 | 57.3666
6 | Formwork around concrete lining | m2 | 0 | 0 | 0 | 0 | 0 | 150.4281 | 150.4281
7 | Reinforcement in the structural concrete lining | ton | 0 | 0 | 0 | 0 | 0 | 3.3775 | 3.3775
8 | 2.2m long, 20mm dia Rock Bolts | nos | 0 | 0 | 67 | 78 | 0 | 0 | 145
9 | 2.5m long, 20mm dia Rock Bolts | nos | 0 | 0 | 0 | 0 | 169 | 169 | 338
10 | Spilling Bolts, 6m long, 25mm dia 40cm spacing | nos | 0 | 0 | 0 | 0 | 0 | 63 | 63
11 | Steel Ribs (ISMB 150) at 1.5m spacing | ton | 0 | 0 | 0 | 0 | 0 | 1.7212 | 1.7212
12 | Cleaning invert | sqm | 0 | 0 | 40.704 | 40.704 | 61.056 | 0 | 142.464
13 | concrete at invert | m3 | 0 | 0 | 8.1408 | 8.1408 | 12.2112 | 0 | 28.4928
14 | Reinforcement | ton | 0 | 0 | 0.63905 | 0.63905 | 0.95858 | 0 | 2.2367
15 | Wire Mesh | m2 | 0 | 0 | 11.2274 | 11.2274 | 16.8411 | 16.8411 | 56.1368
|  |  |  | 0 | 0.88135 | 0.88135 | 1.322 | 1.322

## Powerhouse (hidden)
JOB TITLE : | MYAGDI KHOLA HPP (65 MW)
JOB NO. : | 930100
SUBJECT : | ESTIMATE | [7 empty] | Cal. By: | S.P
STRUCTURE : | POWERHOUSE | [7 empty] | Checked By: | S.L
DWG NO. : | [8 empty] | Date: | 2023-01-16
SN | DESCRIPTION | UNIT | NOS | LENGTH | BREADTH | HEIGHT | PERIMETER | AREA | QUANTITY | REMARKS | UNIT RATE | COST
1 | Site Clearance | sqm
[9 empty] | 2800 | Plan Area
[8 empty] | TOTAL | 2800 |  | 40.5 | 113400
2 | Surface Excavation | cum
| Total Excavation |  | 1 |  | 49.6 |  |  | 398.05 | 19743.28
[8 empty] | TOTAL | 19743.28
[7 empty] | Total Rock Excavation(60%) |  | 11845.968 |  | 1350 | 15992056.8
[7 empty] | Exavation in BMS(40%) |  | 7897.312 |  | 320 | 2527139.84
3 | Backfilling | cum
| Total Backfilling |  | 1 | [5 empty] | 3948.656
[8 empty] | TOTAL | 3948.656 |  | 262.5 | 1036522.2
4 | Concrete Works | cum
4.1 | Concrete Blocks for 9" walls | [6 empty] | TOTAL | 1053.09 |  | 17500 | 18429075
4.2 | C35 concrete | [6 empty] | TOTAL | 61 |  | 21593 | 1317173
4.3 | C25 Concrete | [6 empty] | TOTAL | 3925 |  | 17500 | 68687500
4.4 | C15 Blinding Concrete | [6 empty] | TOTAL | 92 |  | 13500 | 1242000
4.5 | C15 plum concrete with 30% plum | [6 empty] | TOTAL | 885 |  | 11500 | 10177500
5 | Reinforcement @80 kg/cum | ton
| Providing and placing of steel reinforcement of grade Fe 500 including cutting, bending, binding, fixing in position and all complete works as per the Specifications and Drawings | [7 empty] | 389.5955 | 1
[8 empty] | TOTAL | 389.5955 |  | 135210 | 52677207.555
6 | Formwork | m2
| Providing, preparing and installing of formwork including necessary supports and removing after completion and all complete works as per the Specifications and Drawings | [7 empty] | 5129
[8 empty] | TOTAL | 5129 |  | 1401 | 7185729
7 | Roofing works
7.1 | Steel roof truss | ton | [6 empty] | 33 |  | 248000 | 8184000
7.2 | CGI sheet | m2 | [6 empty] | 1263 |  | 1875 | 2368125
7.3 | CGI sheet for ridging | m2 | [6 empty] | 60 |  | 1875 | 112500
7.4 | Gutter around roof | m2 | [6 empty] | 152.27 |  | 1875 | 285506.25
8 | Providing and applying 12.5mm thick cement paster of 1:3 c/s mortar including mortar mixing, scaffolding, curing, etc. complete as per the specifications and the drawings | m2 | [5 empty] | TOTAL | 1454 |  | 482 | 700828
9 | Punning works | m2 | [5 empty] | TOTAL | 549 |  | 482 | 264618
10 | Wooden works for doors and windows | m3 | [5 empty] | TOTAL | 124 |  |  | 0
11 | Fixed Glaze with 3mm thick Shutter | m2 | [5 empty] | TOTAL | 540 |  |  | 0
12 | Painting | m2 | [5 empty] | TOTAL | 1454 |  | 610.5 | 887667
13 | Fencing | m | [5 empty] | TOTAL | 203.6 |  |  | 0
14 | 25mm dia. Rock Bolt 3m in Length
14.1 | Rock Bolt (3-4 m length and 25mm dia) | Nos. | [5 empty] | TOTAL | 545 |  | 4500 | 2452500
14.2 | Rock Bolt (6 m length and 32mm dia) | Nos. | [5 empty] | TOTAL | 100 |  | 8000 | 800000
15 | Shortcrete works
15.1 | Providing and placing 100mm thick steel fibre shortcrete | m2 | [5 empty] | TOTAL | 2275 |  | 5500 | 12512500
15.2 | Supplying and installing of wire mesh of 6mm diameter @ 50mmc/c | m2 | [5 empty] | TOTAL | 2275 |  | 608 | 1383200
16 | Grouting Works | ton
| Providing and applying grout for the fondation including drilling works required for grouting | [6 empty] | TOTAL | 10 |  | 62000 | 620000
[11 empty] | TOTAL | 209956747.645
Note on J12: Author: From Auto cadd
Note on J32: Author: 0.5% of total volume of concrete is taken
Note on L44: Sandeep Poudel:

## Switchyard (hidden)
JOB TITLE : | MYAGDI KHOLA HPP (65 MW)
JOB NO. : | 930100
SUBJECT : | ESTIMATE | [7 empty] | Cal. By: | S.P
STRUCTURE : | SWITCHYARD | [7 empty] | Checked By: | S.L
DWG NO. : | [8 empty] | Date: | 2023-01-16
SN | DESCRIPTION | UNIT | NO. | LENGTH | BREADTH | HEIGHT | Perimeter | Area | QUANTITY | REMARKS | UNIT RATES | COST
1 | Site Clearance | sqm
| Switchyard including access road within |  | 1 |  |  |  |  | 1500 | 1500 | Plan area
[8 empty] | TOTAL | 1500 |  | 50.5 | 75750
2.1 | Excavation | cum
| Switchyard Excavation |  | 1 |  | 20 |  |  | 259 | 5180
[8 empty] | TOTAL | 4662
[7 empty] | Total Rock Excavation |  | 932.4 |  | 1350 | 1258740
[7 empty] | Exavation in BMS |  | 3729.6 |  | 320 | 1193472
3 | Backfilling (Compacted Earth) | cum
| For switchyard base |  | 1 | [5 empty] | 1398.6
[8 empty] | TOTAL | 1398.6 |  | 262.5 | 367132.5
4 | Structural Concrete (M25) | cum
| Station Supply transformer |  | 2 | 4.43 |  |  |  | 3.3351 | 44.429
| Distribution Transformer |  | 1 | 4.43 |  |  |  | 3.3351 | 44.429
| Spare Transormer |  | 0 | 4.5 |  |  |  | 4.6296 | 0
| Main Transformer |  | 2 | 8.3 |  |  |  | 4.6296 | 76.8514
| Lightning Arrester (LA) |  | 12 | 0.4 |  |  |  | 1.8225 | 16.308 | Bottom slab
|  |  |  | 1.12 |  |  |  | 0.5625 |  | Top pillar
| Current Tranformer (CT) |  | 12 | 0.4 |  |  |  | 1.8225 | 16.308 | Bottom slab
|  |  |  | 1.12 |  |  |  | 0.5625 |  | Top pillar
| Voltage Tranformer (VT) |  | 12 | 0.4 |  |  |  | 2.25 | 20.4525 | Bottom slab
|  |  |  | 1.43 |  |  |  | 0.5625 |  | Top pillar
| Disconnecting Switch (DS) |  | 1 | 5.32 | 2.18 | 0.5 |  |  | 38.5168 | Bottom slab
|  |  | 8 | 0.6 | 0.6 | 1.33 |  |  |  | Top pillar ( 4 nos of DS)
| Circuit Breaker (CB) |  | 8 | 1.35 | 1.35 | 0.4 |  |  | 12.267 | Bottom slab
|  |  |  | 0.75 | 0.75 | 1.43 |  |  |  | Top pillar
| Gantry Tower |  | 10 | 2.6 | 2.6 | 0.57 |  |  | 116.292 | Bottom slab
|  |  |  | 1.8 | 1.8 | 2.4 |  |  |  | Top pillar
Cable Trench between isolators
| North |  | 1 | 25.49 |  |  |  | 0.525 | 13.3822
| Middle |  | 1 | 25.52 |  |  |  | 0.525 | 13.398
| Middle |  | 1 | 25.54 |  |  |  | 0.525 | 13.4085
| South |  | 1 | 25.7 |  |  |  | 0.525 | 13.4925
Cable Culvert around main transformer
| West |  | 1 | 33.5 |  |  |  | 0.678 | 22.713
| North |  | 1 | 6.69 |  |  |  | 0.678 | 4.5358
| Drainage Around Switchyard |  | 1 | 102.47 |  |  |  | 1.1029 | 113.0142
[8 empty] | TOTAL | 724.7473 |  | 17500 | 12683078.2969
5 | Reinforcement | tons
| Reinforcement @ 0.8% of total concrete volume | [7 empty] | 38.42
| Reinforcement @ 0.12% of total concrete volume for drainage | [7 empty] | 1.07
[8 empty] | TOTAL | 39.49 |  | 130000 | 5133700
5 | 75mm C15 Blinding Concrete | tons
| Switchyard Floor |  | 1 |  |  | 0.075 |  | 1000 | 75
[8 empty] | TOTAL | 75 |  | 13500 | 1012500
7 | Formwork | sqm
a) | Station Supply transformer
| formwork for base |  | 3 | 13.54 |  | 0.51 |  |  | 20.7162
| formwork for sides |  | 3 |  | 4.43 | 1.25 |  |  | 132.9
| other sides |  | 3 | [5 empty] | 11.25
164.8662
b) | Main Transformer
| base |  | 3 | 4 | 7.55 | 0.5 |  |  | 34.65
| sides |  | 3 |  | 7.55 | 1.25 |  |  | 226.5
| face |  | 3 |  | 4.6296 |  |  |  | 27.7776
288.9276
c) | Spare Transormer |  | 0 | [5 empty] | 0
d) | Current Tranformer (CT)
| base |  | 12 | 1.35 | 1.35 | 0.4 |  |  | 12.96
| above base |  | 12 | 0.75 | 0.75 | 1.12 |  |  | 20.16
| face |  | 12 |  | 1.3832 |  |  |  | 33.1968
66.3168
e) | Lightning Arrester (LA)
| base |  | 12 | 1.35 | 1.35 | 0.4 |  |  | 25.92
| above base |  | 12 | 0.75 | 0.75 | 1.12 |  |  | 40.32
66.24
f) | Disconnecting Switch (DS)
| base |  | 4 | 5.32 | 2.18 | 0.5 |  |  | 30
| above base |  | 4 | 0.6 | 0.6 | 1.33 |  |  | 102.144
132.144
g) | Voltage Tranformer (VT) |  | 4 | 6 | 3 | 1.45 |  |  | 29.4
| base |  | 4 | 1.5 | 1.5 | 0.4 |  |  | 9.6
| above base |  | 4 | 0.75 | 0.75 | 1.43 |  |  | 17.16
56.16
h) | Circuit Breaker (CB)
| base |  | 8 | 1.35 | 1.35 | 0.4 |  |  | 17.28
| above base |  | 8 | 0.75 | 0.75 | 1.43 |  |  | 34.32
51.6
| Gantry Tower |  | 10 | 1.8 | 1.8 | 2.4 |  |  | 233.12 | Bottom slab |  |  |  | West Level | Inside ht | outside ht | East Level | Inside ht | outside ht | inside length
|  |  |  | 2.6 | 2.6 | 0.58 |  |  |  | Top pillar |  |  | Formation | 776.87
| Cable Trench between isolators | [12 empty] | 775.86 | 1.01 | 1.21 | 775.6 | 1.27 | 1.47 | 25.8
| North |  | 4 | 25.49 |  | 1.05 |  |  | 107.058 |  |  |  |  | 775.91 | 0.96 | 1.16 | 775.65 | 1.22 | 1.42 | 25.8
| Middle |  | 4 | 25.52 |  | 1.05 |  |  | 107.184 |  |  |  |  | 775.86 | 1.01 | 1.21 | 775.6 | 1.27 | 1.47 | 25.8
| Middle |  | 4 | 25.54 |  | 1.05 |  |  | 107.268
| South |  | 4 | 25.7 |  | 1.05 |  |  | 107.94
| face |  | 8 |  | 1.05 |  |  |  | 8.4
| Base |  | 1 | 102.25 | 1.05 |  |  |  | 107.3625
| Cable Culvert around main transformer | [12 empty] | Cable Trench between isolators
| West |  | 4 | 33.5 |  | 1.12 |  |  | 150.08 |  |  |  |  | Middle | 1.938
| North |  | 4 | 6.69 |  | 1.12 |  |  | 29.9712 |  |  |  |  | South | 2.028
| face |  | 4 |  |  |  |  | 0.68 | 2.72
| Base |  | 1 | 40.19 | 1.15 |  |  |  | 46.2185
Drainage around switchyard
| Sides |  | 4 | 102.47 |  | 1.3 |  |  | 532.844
| Base |  | 1 | 102.47 | 1.5 |  |  |  | 153.705
| faces |  | 6.8313 |  |  |  |  | 1.1029 | 7.5343
[8 empty] | TOTAL | 2527.6601 |  | 1401.4 | 3542262.8327
[11 empty] | TOTAL | 25266635.6295
Note on B48: Length is taken for the west and south face of the switchyard
Note on B109: 15 m is considered for the panel length

## Tailrace Culvert (hidden)
JOB TITLE : | MYAGDI KHOLA HPP (65 MW)
JOB NO. : | 930100
SUBJECT : | ESTIMATE | [6 empty] | Cal. By: | S.P
STRUCTURE : | TAILRACE CULVERT | [6 empty] | Checked By: | S.L
DWG NO. : | [7 empty] | Date: | 2023-01-16
Note: Site clearance and Excavation has been included within powerhouse.
SN | DESCRIPTION | UNIT | NOS | LENGTH | BREADTH | HEIGHT | PERIMETER | AREA | QUANTITY | Rate | Amount | REMARKS | UNIT RATES | COST
1 | Excavation (BMS) | cum | 1 |  | 4.2 |  |  | 101 | 424.2
2 | Backfilling (Compacted Earth) | cum
| Tailrace Culvert |  | 1 |  | 29.75 |  |  | 21 | 624.75
[8 empty] | TOTAL | 624.75 | 600 | 374850 |  | 262.5 | 163996.875
3 | Formworks | sqm
| Side wall support |  | 1 |  |  | 3.3 | 232 | 765.6 | 765.6
| Top slab support |  | 1 | 60 | 2.4 |  |  | 158.4 | 158.4
| Formworks for gate |  | 3 |  | 4.4 |  | 15 | 66 | 198
[8 empty] | TOTAL | 1122 | 1650 | 1851300 |  | 1401.4 | 1572370.8
4 | 75 mm thick Blinding Concrete (C15) | cum
| Tailrace culvert |  | 1 |  |  | 0.075 |  | 400 | 30
[8 empty] | TOTAL | 30 | 13000 | 390000 |  | 13500 | 405000
5 | Structural Concrete (C25) | cum
| Tailrace Culvert Transition |  | 3 | 6 |  |  |  | 11.18 | 201.24
| Tailrace Gates |  | 3 |  | 3.7 |  |  | 3.76 | 41.736
| Tailrace Culvert |  | 1 | 60 |  |  |  | 7.08 | 424.8
[8 empty] | TOTAL | 667.776 | 18000 | 12019968 |  | 17500 | 11686080
6 | Reinforcement | ton
| Reinforcements |  | @ | 1% | of Volume of C25 concrete |  |  |  | 52.42
[8 empty] | TOTAL | 52.42 | 135000 | 7076700 |  | 130000 | 6814600
8 | Providing and placing the expansion/ contraction joints all in position as per the drawings and all complete as per the specifications
8.1 | Water Bar | m
[8 empty] | TOTAL | 100 | 1729.2 | 172920 |  | 1693 | 169300
8.2 | Hydroseal | sqm
Transition
[8 empty] | TOTAL | 200 | 1675.85 | 335170 |  | 1245 | 249000
8.3 | Sealants | m
[8 empty] | TOTAL | 100 | 1723.7 | 172370 |  | 1208 | 120800
[10 empty] | TOTAL | 22393278 |  | TOTAL | 21181147.675
BOQ
Note on H18: Sandeep Poudel: Cumulative length for all side walls
Note on E19: Sandeep Poudel: Cumulative length
Note on H20: Sandeep Poudel: Culmulative of height and bottom support for slab
Note on I24: Author: From Plan

## Rivertraining at Powerhouse (hidden)
JOB TITLE : | MYAGDI KHOLA HPP (65 MW)
JOB NO. : | 930100
SUBJECT : | ESTIMATE | [7 empty] | Cal. By: | S.P
STRUCTURE : | POWRHOUSE RIVER TRAINING WORKS | [7 empty] | Checked By: | S.L
DWG NO. : | [8 empty] | Date: | 2023-01-16
SN | DESCRIPTION | UNIT | NOS | LENGTH | BREADTH | HEIGHT | PERIMETER | AREA | QUANTITY | REMARKS | UNIT RATE | COST
1 | Site Clearance | sqm
| Floodwall and access road |  | 1 |  |  |  |  | 2500 | 2500
[8 empty] | TOTAL | 2500 |  | 50.5 | 126250
2 | Excavation | cum
| For floodwall across myagdi river and kholsi |  | 1 | 190 |  |  |  | 35 | 6650
[8 empty] | TOTAL | 6650
[8 empty] | Total Rock Excavation(20%) | 1330 |  | 1350 | 1795500
[8 empty] | Exavation in BMS(80%) | 5320 |  | 320 | 1702400
3 | Backfilling (Compacted Earth) | cum
| For floodwall across myagdi river and kholsi |  | 1 | 190 |  |  |  | 26 | 4940
[8 empty] | TOTAL | 4940 |  | 262 | 1294280
4 | Formworks | sqm
| Side vertical walls |  | 2 | 190 |  | 8 |  | 1520 | 3040
| Sectional face |  | 10 |  |  |  |  | 10.9 | 109
[8 empty] | TOTAL | 3149 |  | 1401.4 | 4413008.6
5 | 75mm thick Blinding Concrete (C15) | cum
| For floodwall across myagdi river and kholsi |  | 1 | 190 | 6 | 0.075 |  | 1140 | 85.5
[8 empty] | TOTAL | 85.5 |  | 13500 | 1154250
6 | Structural Concrete (C25) | cum
| For floodwall across myagdi river and kholsi |  | 1 | 190 |  |  |  | 10.9 | 2071
[8 empty] | TOTAL | 2071 |  | 17500 | 36242500
7 | Reinforcement | ton
| Reinforcements |  | @ | 1% | of Volume of C25 concrete |  |  |  | 162.57
[8 empty] | TOTAL | 162.57 |  | 130000 | 21134100
8 | Boulder Rip-Rap Protection for floodwall | ton
| 1-2 m high Boulder Rip-Rapping |  | 1 | 95 | 3 |  |  | 285 | 285
[8 empty] | TOTAL | 285 |  | 4956.5 | 1412602.5
9 | Stone Pitching | ton
| 0.3m Stone pitching for access road & Floodwall |  | 1 |  |  |  |  | 500 | 500
[8 empty] | TOTAL | 500 |  | 2314 | 1157000
8 | Providing and placing the expansion/ contraction joints all in position as per the drawings and all complete as per the specifications
8.1 | Water Bar | m
| For floodwall across myagdi river and kholsi |  | 10 |  |  |  | 15 | TOTAL | 150 |  | 1693 | 253950
8.2 | Hydroseal | sqm
For floodwall across myagdi river and kholsi
|  |  | 10 |  |  |  | 15 | TOTAL | 150 |  | 1245 | 186750
8.3 | Sealants | m
| For floodwall across myagdi river and kholsi |  | 10 |  |  |  | 15 | TOTAL | 150 |  | 1208 | 181200
[11 empty] | TOTAL | 71053791.1
BOQ
Note on D25: Sandeep Poudel: Considering joint placed at every 20m
Note on D46: Sandeep Poudel: Considering joint placed at every 20m

## 12. Powerhouse & Control Buildi (hidden)
JOB TITLE : | #REF!
JOB NO. : | #REF!
SUBJECT : | ESTIMATE
STRUCTURE : | POWERHOUSE & CONTROL BUILDING
DWG NO. :
Perimeter
S.N. | DESCRIPTION | UNIT | NOS. | LENGTH | BREADTH | HEIGHT | AREA | VOLUME | QUANTITY | REMARKS
1 | Site Clearane | LS | 1 |  |  |  | 1800 |  | 1800
[8 empty] | Total | 1800
2 | Earthwork in Excavation | m3
Along A-A:
| Control Building |  | 1 | 25.6 |  |  | 364.6 |  | 9333.76
| Powerhouse |  | 1 | 49.3 |  |  | 598.2999 |  | 29496.1851
| Along B-B | [9 empty] | 598.2999
| Powerhouse |  | 1 | 43.73 |  |  | 878.1262 |  | 38400.4587
[8 empty] | Sum | 38400.4587
| Control Building |  | 1 |  |  |  |  | Total | 9333.76
| Powerhouse |  | 1 |  |  |  |  | Total | 33948.3219
[9 empty] | 1697.4161 | 5% common Soil
[9 empty] | 1697.4161 | 5% hard soil
[9 empty] | 30553.4897 | 90% Hard Rock with blast
3 | Earthwork in Backfill | m3
[8 empty] | Total | 10184.4966 | Compacted Backfll
4 | Stone Soling (300mm thickness) | m3
| Powerhouse |  | 1 | 40.25 | 16.8 | 0.3 |  | 202.86 | 202.86
| Control Building |  | 1 | 25.6 | 6.4 | 0.3 |  | 49.152 | 49.152
[8 empty] | Total | 252.012
5 | Blinding work 150mm thikness C15 Concrete | m3
| Powerhouse |  | 1 | 40.25 | 16.8 | 0.15 |  | 101.43 | 101.43
| Control Building |  | 1 | 25.6 | 6.4 | 0.15 |  | 24.576 | 24.576
[8 empty] | Total | 126.006
6 | Reinforced Cement Concrete (C25) | m3
Powerhouse
6.1 | Machine Hall
Machine Foundation(Below Staircase)
| Floor Slab |  | 1 | 16.8 | 28.74 | 2 |  |  | 482.832
| Machine Foundation(Below Staircase)upto Turbine axis level |  | 1 | 16.8 | 28.74 | 6.99 |  |  | 3374.9957
Deductions (Machine foundation below staircase)
| Tailwater Trench |  | 1 |  |  | 6.99 | 45.368 |  | -317.1223
| MIV unit |  | 2 | 3 | 3 | 4 |  |  | -72
| Sump Pit |  | 1 | 4 | 2 | 7.19 |  |  | -57.52
| Turbine Transport shaft |  | 1 | 8.85 | 2.65 | 6.99 |  |  | -163.933
Shear Wall (below Generator top floor level)
| 1m thick |  | 1 | 16.8 | 28.74 | 1.955 |  |  | 943.9366
| 0.6m thick |  | 1 | 16.8 | 28.74 | 6.225 |  |  | 3005.6292
| 0.4m thick |  | 1 | 16.8 | 28.74 | 3.5 |  |  | 1689.912
| Floor Slab |  | 2 | 16.8 | 28.74 | 0.15 |  |  | 144.8496
| Deduction for stair in floor slab |  | 2 | 3.7 | 3.7 | 0.15 |  |  | -4.107
| Concrete casing around Generator |  | 2 |  |  |  |  | 319.4 | 638.8
| Column |  | 13 | 0.8 | 0.6 | 8.8 |  |  | 54.912
| Beam (along longitudinal side) |  | 4 | 28.74 | 0.4 | 0.6 |  |  | 27.5904
| Beam (along transverse side) |  | 7 | 16.8 | 0.4 | 0.6 |  |  | 28.224
| Corbel beam |  | 2 | 28.74 |  |  | 1.62 |  | 93.1176
| Staircase |  | 1 | 1.9 |  |  | 4.06 |  | 7.714
6.2 | Service Bay
| Foundation |  | 1 | 16.8 | 11.5 | 2 |  |  | 386.4
| Shear Wall(0.4m thick) |  | 2 | 0.4 | 11.5 | 3.5 |  |  | 32.2
| Deduction of shear wall for main gate opening |  | 1 | 7.2 | 0.4 | 3.5 |  |  | -10.08
| Column |  | 7 | 0.8 | 0.6 | 8.8 |  |  | 29.568
| Beam (along longitudinal side) |  | 4 | 11.5 | 0.4 | 0.6 |  |  | 11.04
| Beam (along transverse side) |  | 3 | 16.8 | 0.4 | 0.6 |  |  | 12.096
| Corbel Beam |  | 2 | 11.5 |  |  | 1.62 |  | 37.26
[8 empty] | Total | 10376.3147
7 | Control Building C25 | m3
| Column -1st & 2nd Floor |  | 14 | 8.2 |  |  | 1.6 |  | 183.68
| Longitudional Beam |  | 12 | 3.4 | 0.3 | 0.3 |  |  | 3.672
| Transverse Beam |  | 12 | 4.2 | 0.3 | 0.3 |  |  | 4.536
Inner wall
Staircase
| Slab ground floor(side face) |  | 2 |  |  |  | 2.23 |  | 4.46
Slab First floor
| Bottom support |  | 1 | 25.6 | 5.6 |  |  |  | 143.36
| Side faces |  | 2 |  |  |  | 0.83 |  | 1.66
Slab top floor
| Bottom support |  | 1 | 25.6 | 5.6 |  |  |  | 143.36
| Side faces |  | 2 |  |  |  | 2.23 |  | 4.46
Foundation
| Foundation of outer wall |  | 7 | 1.5 |  |  | 0.3 |  | 12.6
| Foundation of inner wall(near to power house) |  | 7 | 1.5 |  |  | 0.3 |  | 12.6
[8 empty] | Total | 514.388
8 | Second Stage Concriting C35 | m3 | 1 |  |  |  |  | 274.7561 | 274.7561
[8 empty] | Total | 274.7561
9 | Ganty Girder and Crane Beam C30 | m3
| Crane Beam A and B |  | 2 | 40.25 | 0.8 | 0.8 |  |  | 51.52
[8 empty] | Total | 51.52
10 | AAC Block | m3
| Pohourehouse along length |  | 2 | 40.25 | 0.23 | 8.8 |  | 81.466 | 162.932
| Pohourehouse along width |  | 2 | 16.9 | 0.23 | 8.8 |  | 34.2056 | 68.4112
231.3432
| Control Building along length |  | 2 | 65.5 | 0.23 | 9.5 |  | 143.1175 | 286.235
| Control building along width |  | 2 | 25.5 | 0.23 | 9.5 |  | 55.7175 | 111.435
397.67
[8 empty] | Total | 629.0132
11 | Reinforcement | Ton
Powerhouse
| Machine Foundation | [7 empty] | 142.6209 | 0.5% of C25 Concrete
| Super Structure | [7 empty] | 799.1066 | 1.5% of C25 Concrete
| Control Building | [7 empty] | 941.7275
| Super Structure | [7 empty] | 22.5948 | 1.5% of C25 Concrete
| Slab | [7 empty] | 37.9744 | 1.5% of C25 Concrete
60.5692
[8 empty] | Total | 1002.2967
12 | Roof Truss | Kg
| Powerhouse |  | 1 |  |  |  | 450 |  | 13500
| Control Building |  | 1 |  |  |  | 150 |  | 4500
18000
13 | Formwork | m2 | 1 | [5 empty] | 5099.5592
Machine Foundation(Below Staircase)
Floor Slab
| Front & Back face |  | 2 | 16.8 |  | 2.5 |  |  | 84
| Side faces |  | 2 | 22.33 |  | 2.5 |  |  | 111.65
Concrete(Column) between machines
| Front & Back face |  | 2 |  |  |  | 43.4 |  | 86.8
| Side faces |  | 2 | 10.27 |  | 7 |  |  | 143.78
Concrete(column) alongside machine
| Internal wall(face) |  | 2 | 10.27 |  | 7 |  |  | 143.78
| External wall(face) |  | 2 | 10.27 |  | 7 |  |  | 143.78
Concrete between sum pit and machine
| Front & Back face |  | 2 |  |  |  | 27.74 |  | 55.48
| Side faces |  | 2 | 28.74 |  | 7.45 |  |  | 428.226
Concrete between machne and tailrace
| Front & Back face |  | 2 |  |  |  | 11.63 |  | 23.26
| Side faces |  | 2 | 28.74 |  | 2.93 |  |  | 168.4164
| Bottom supporting formwork |  | 1 | 28.74 | 3.96 |  |  |  | 113.8104
Bay between Machine & end wall
| Front & Back face |  | 2 |  |  |  | 5.61 |  | 11.22
Concrete(Column) between service bay & Machine
| Front & Back face |  | 2 |  |  |  | 5.48 |  | 10.96
Side faces
| Left face(toward floodwall) |  | 1 | 16 |  | 4.55 |  |  | 72.8
| Right face(toward machine) |  | 1 | 16 |  | 3.48 |  |  | 55.68
Service Bay floor
| Front & Back face |  | 2 |  |  |  | 12.8 |  | 25.6
| Left face(toward floodwall) |  | 1 | 12 |  | 1 |  |  | 12
Machine(Above Staircase)
| Outer wall |  | 1 | 32.2642 |  | 8.18 |  |  | 263.9208
Inner wall
| bottom wall (1) |  | 1 | 25.981 |  | 1.5 |  |  | 38.9715
| inclined wall (2) |  | 1 | 21.2372 |  | 1.65 |  |  | 35.0413
| Bottom support (3) |  | 1 | 16.5248 | 1.28 |  |  |  | 21.1517
| Wall(4) |  | 1 | 8.4823 |  | 1.3 |  |  | 11.027
| Wall(5) |  | 1 | 16.5248 |  | 1.36 |  |  | 22.4737
| Wall(6) |  | 1 | 28.4942 |  | 3.34 |  |  | 95.1708
Column Along transerve(shorter) axix
| From machine foundation |  | 3 | 0.8 | 0.6 | 18.98 |  |  | 159.432
| from Service bay |  | 3 | 0.8 | 0.6 | 15.52 |  |  | 130.368
Column along Longitudional (longer) axix
| From machine foundation |  | 10 | 0.8 | 0.6 | 26.5 |  |  | 742
| from Service bay |  | 4 | 0.8 | 0.6 | 25.68 |  |  | 287.616
| Longitudional floor beam- 1st,2nd &3rd grid height |  | 6 | 0.6 | 0.4 | 39.03 |  |  | 327.852
| Transverse floor beam- 1st,2nd &3rd grid height |  | 6 | 0.6 | 0.4 | 16.8 |  |  | 141.12
Sump Pit
| Vertical wall |  | 1 | 27.94 |  | 7.5 |  |  | 209.55
Control Building
| Column -1st & 2nd Floor |  | 14 | 8.2 | 1.6 |  |  |  | 183.68
| Longitudional Beam |  | 12 | 3.4 | 0.3 | 0.3 |  |  | 3.672
| Transverse Beam |  | 12 | 4.2 | 0.3 | 0.3 |  |  | 4.536
Inner wall
Staircase
| Slab ground floor(side face) |  | 2 |  |  |  | 2.33 |  | 4.66
Slab First floor
| Bottom support |  | 1 | 25.6 |  | 5.6 |  |  | 143.36
| Side faces |  | 2 |  |  |  | 0.83 |  | 1.66
Slab top floor
| Bottom support |  | 1 | 25.6 |  | 5.6 |  |  | 143.36
| Side faces |  | 2 |  |  |  | 2.23 |  | 4.46
Foundation
| Foundation of outer wall |  | 7 | 1.5 |  |  | 0.3 |  | 12.6
| Foundation of inner wall(near to power house) |  | 7 | 1.5 |  |  | 0.3 |  | 12.6
For C35
| Corbel Beams |  | 2 | 40.24 |  |  | 3.69 |  | 296.9712
| Crane Beam A and B |  | 2 | 40.24 |  |  | 1.38 |  | 111.0624
14 | CGI sheet | sqm
|  |  | 1 |  |  |  | 933.954 |  | 933.954
15 | Aluminium Door and Window | sqm
Control Building
| CB Door |  | 2 |  | 1.5 | 2.44 |  |  | 7.32
|  |  | 2 |  | 1.5 | 2.44 |  |  | 7.32
| CB window |  | 3 |  | 2 | 1.21 |  |  | 7.26
|  |  | 3 |  | 1 | 1.21 |  |  | 3.63
Powerhouse
| PH Door |  | 1 |  | 2.8 | 2.2 |  |  | 6.16
| PH Window |  | 4 |  | 3 | 1.95 |  |  | 23.4
[6 empty] | TOTAL |  |  | 55.09
16 | 12.5mm thick Cement Plaster in 1:4 cement and sand mortar | sqm
| at powerhouse |  | 1 |  |  | 17 | 114.0447 |  | 1938.7599
| At Control Building |  | 1 |  |  | 7.15 | 93.278 |  | 666.9377
[6 empty] | TOTAL |  |  | 2605.6976
17 | Two Coat Water Proof Cement Painting on plastered surface. | sqm
| at powerhouse |  | 1 |  |  | 17 | 114.0447 |  | 1938.7599
| At Control Building |  | 1 |  |  | 7.15 | 93.278 |  | 666.9377
[6 empty] | TOTAL |  |  | 2605.6976
16 | Monkey ladder | tons
| Monkey ladder | [7 empty] | 0.11588
[6 empty] | TOTAL |  |  | 0.11588
17 | Steel railing 1 meter high | rm
| Steel railing in CB | [7 empty] | 50.9
[6 empty] | TOTAL |  |  | 50.9
18 | Shutter | sqm
| Powerhouse main Entrance |  | 1 |  | 6 | 6.8 |  |  | 40.8
[6 empty] | TOTAL |  |  | 40.8
19 | Gutter | rm
|  |  | 1 | [5 empty] | 127
[6 empty] | TOTAL |  |  | 127
20 | Earthing mat | sqm
|  |  | 1 | [5 empty] | 171
[6 empty] | TOTAL |  |  | 171
21 | Shotcrete | m3
| 0.15m thick fiber reinforced shotcrete |  | 1 |  |  |  | 1930.8455 |  | 1930.8455
22 | Rockbolts | nos
| 25mm dia. Fully grouted 6m long rockbolt @ 1.2m c/c spacing in staggered position |  | 482 | [5 empty] | 482
23 | C25 Plum concrete | m3
|  |  | 1 | 91.08 |  |  | 50.55 |  | 4604.094
Component Cost
Note on I56: Tej Prakash Bhandari: From 3d drawing of casing.
Note on J125: Anil Sapkota: calculated by SP
Note on E128: Sandeep Poudel: From section AA
Note on E129: Sandeep Poudel: From section BB
Note on D168: Sandeep Poudel: For both longitudional sides
Note on D169: Sandeep Poudel: For both transverse sides
Note on D192: Sandeep Poudel: Both sides

## 13. Tailrace Canal (hidden)
JOB TITLE : | #REF!
JOB NO. : | #REF! |  |  |  |  | Note:
SUBJECT : | ESTIMATE |  |  |  |  | 1 | River Crossing from the tailrace is considered in URHEP
STRUCTURE : | TAILRACE CANAL
DWG NO. :
S.N. | DESCRIPTION | UNIT | NOS. | LENGTH | BREADTH | HEIGHT | AREA | PERIMETER | QUANTITY | REMARKS
2 | Earthwork in Excavation | m3
|  |  | 1 |  | 6.7 |  | 665 |  | 4455.5 | Section B-B
[8 empty] | Total | 4455.5
3 | Earthwork in Backfill | m3
|  |  | 2 | 84 | 3.75 |  |  |  | 630 | Section B-B
[8 empty] | Total | 630
5 | PCC C15 | m3
|  |  | 1 | 84 | 4.2 | 0.075 |  |  | 26.46
[8 empty] | Total | 26.46
6 | C25 Concrete | m3
| Culvert Section |  | 1 | 84 |  |  | 6.2 |  | 520.8 | crosssection
| Additional height of culvert at starting |  | 2 | 7.5 |  |  | 1.5 |  | 22.5
[8 empty] | Total | 543.3
7 | Reinforcement | ton
[9 empty] | 34.1192 | 0.8% of C25 Concrete
8 | Formwork | m2
| Inside sides |  | 4 | 84 |  | 2 |  |  | 672
| Outside Sides |  | 4 | 84 |  | 3.5 |  |  | 1176
| Inside Top |  | 2 | 84 | 3.2 |  |  |  | 537.6
[8 empty] | Total | 2385.6
Component Cost
Note on F10: Anil Sapkota: Canal+ average width for excavation
Note on H10: Anil Sapkota: Sec B-B L-Section

## 15. Ghatte Khola Diversion (hidden)
JOB TITLE : | MISTRI KHOLA 2 HYDROELECTRIC PROJECT
JOB NO. : | 930076
SUBJECT : | ESTIMATE
STRUCTURE : | GHATTE KHOLA DIVERSION
DWG NO. :
S.N. | DESCRIPTION | UNIT | NOS. | LENGTH | BREADTH | HEIGHT | AREA | PERIMETER | QUANTITY | REMARKS
1 | Diversion Weir
1.1 | Earthwork in Excavation | m3 | 1 | 5.38 |  |  | 6.9755 |  | 37.5282
1.2 | C15 Blinding Concrete | m3 | 1 | 5.38 | 5.784 | 0.08 |  |  | 2.4894
1.3 | C25 Concrete | m3
| Cutoff 1 |  | 1 | 5.38 |  |  | 1.2382 |  | 6.6615
| Cutoff 2 |  | 1 | 5.38 |  |  | 0.8984 |  | 4.8334
Main Body
| Base Slab |  | 1 | 5.38 |  |  | 0.7102 |  | 3.8209
Side Walls
| Side Wall 1 |  | 1 | 5.38 |  |  | 0.4759 |  | 2.5603
| Side Wall 2 |  | 1 | 5.38 |  |  | 0.4162 |  | 2.2392
| Top Slab |  | 1 | 5.38 |  |  | 0.2317 |  | 1.2465
21.3618
1.4 | C15 with 30% plum | m3 | 1 | 5.38 |  |  | 1.7978 |  | 9.6722
1.5 | Formwork | m2
| Cutoff 1 |  | 2 | 5.38 |  | 1.28 |  |  | 13.7728
|  |  | 2 |  |  |  | 1.2382 |  | 2.4764
| Cutoff 2 |  | 2 | 5.38 |  | 1.28 |  |  | 13.7728
|  |  | 2 |  |  |  | 0.8984 |  | 1.7968
Main Body
| Base Slab |  | 2 | 5.38 |  | 0.25 |  |  | 2.69
|  |  | 2 |  |  |  | 0.7102 |  | 1.4204
Side Walls
| Side Wall 1 |  | 2 | 5.38 |  |  |  | 4.1533 | 44.6895
|  |  | 2 |  |  |  | 0.4759 |  | 0.9518
| Side Wall 2 |  | 2 | 5.38 |  |  |  | 4.2835 | 46.0905
|  |  | 2 |  |  |  | 0.4162 |  | 0.8324
| Top Slab |  | 2 | 5.38 |  | 0.25 |  |  | 2.69
|  |  | 2 |  |  |  | 0.2317 |  | 0.4634
| For Plum Concrete |  | 2 |  |  |  | 2.4154 |  | 4.8308
|  |  | 2 | 5.38 |  | 0.85 |  |  | 9.146
145.6236
1.6 | Reinforcement | ton |  |  |  |  | 0.8% of C25 concrete |  | 1.3415
2 | Intake and Undersluice
2.1 | Earthwork in Excavation | m3 | 1 | 2.19 |  |  | 9.0179 |  | 19.7492
2.2 | C15 Blinding Concrete | m3 | 1 | 2.19 | 6.5556 | 0.08 |  |  | 1.1485
2.3 | C25 Concrete | m3
| Base slab |  | 1 | 2.19 |  |  | 1.3242 |  | 2.9
| Cutoff 1 |  | 1 | 3.28 |  |  | 1.0156 |  | 3.3312
| Cutoff 2 |  | 1 | 2.2 |  |  | 1.3594 |  | 2.9907
Intake Piers
| Piers 1 |  | 1 | 0.7 | 0.6 | 1 |  |  | 0.42
| Piers 2 |  | 1 | 0.7 | 0.6 | 1 |  |  | 0.42
Undersluice Piers
| Piers 1 |  | 1 | 4.02 | 0.7 | 1 |  |  | 2.814
| Piers 2 |  | 1 | 3.01 | 0.7 | 1 |  |  | 2.107
Top slab
| Undersluice Top Slab |  | 1 | 2.4 | 0.6 | 0.3 |  |  | 0.432
| Intake Top Slab |  | 1 | 2.97 | 0.6 | 0.3 |  |  | 0.5346
15.9494
2.4 | Formwork | m2
| Base slab |  | 2 | 2.19 |  | 0.25 |  |  | 1.095
|  |  | 2 |  |  |  | 1.3242 |  | 2.6484
| Cutoff 1 |  | 2 | 3.28 |  | 1.325 |  |  | 8.692
|  |  | 2 |  |  |  | 1.0156 |  | 2.0312
| Cutoff 2 |  | 2 | 2.2 |  | 1.455 |  |  | 6.402
|  |  | 2 |  |  |  | 1.3594 |  | 2.7188
Intake Piers
| Piers 1 |  | 4 | 0.7 |  | 1 |  |  | 2.8
|  |  | 4 |  | 0.6 | 1 |  |  | 2.4
| Piers 2 |  | 4 | 0.7 |  | 1 |  |  | 2.8
|  |  | 4 |  | 0.6 | 1 |  |  | 2.4
Undersluice Piers
| Piers 1 |  | 4 | 4.02 |  | 1 |  |  | 16.08
|  |  | 4 |  | 0.7 | 1 |  |  | 2.8
| Piers 2 |  | 4 | 3.01 |  | 1 |  |  | 12.04
|  |  | 4 |  | 0.7 | 1 |  |  | 2.8
Top slab
| Undersluice Top Slab |  | 2 | 2.4 |  | 0.3 |  |  | 1.44
|  |  | 2 |  | 0.6 | 0.3 |  |  | 0.36
| Intake Top Slab |  | 2 | 2.97 |  | 0.3 |  |  | 1.782
|  |  | 2 |  | 0.6 | 0.3 |  |  | 0.36
71.6494
2.5 | Reinforcement | ton |  |  |  |  | 1.0% of C25 Concrete |  | 1.252
3 | Approach Canal
3.1 | Earthwork in Excavation | m3 | 1
At 10m chainage interval
| From 0+020 to 0+030 |  | 1 | 16.23 |  |  | 0.4842 |  | 7.8586
| From 0+030 to 0+040 |  | 1 | 10 |  |  | 0.1772 |  | 1.772
| From 0+040 to 0+050 |  | 1 | 10.64 |  |  | 0 |  | 0
|  |  |  | 36.87 |  |  |  |  | 9.6306
3.2 | Backfilling | m3
At 10m chainage interval
| From 0+020 to 0+030 |  | 1 | 16.23 |  |  | 2.5499 |  | 41.3841
| From 0+030 to 0+040 |  | 1 | 10 |  |  | 3.7186 |  | 37.1865
| From 0+040 to 0+050 |  | 1 | 10.64 |  |  | 7.8188 |  | 83.1926
|  |  |  | 36.87 |  |  |  |  | 161.7631
3.2 | C15 Blinding Concrete | m3 | 1 | 36.87 | 1.1 | 0.08 |  |  | 3.2446
3.3 | C25 Concrete | m3
| Base slab |  | 1 | 36.87 | 1.1 | 0.25 |  |  | 10.1393
| Side Wall |  | 2 | 36.87 | 0.25 | 0.8 |  |  | 14.748
24.8873
3.4 | Formwork | m2
| Base Slab |  | 2 | 36.87 |  | 0.25 |  |  | 18.435
|  |  | 2 |  | 1.1 | 0.25 |  |  | 0.55
| side wall |  | 4 | 36.87 |  | 0.8 |  |  | 117.984
|  |  | 4 |  | 0.25 | 0.8 |  |  | 0.8
137.769
3.5 | Reinforcement | ton |  |  |  |  | 0.8% of C25 Concrete |  | 1.5629
4 | Settling Basin
4.1 | Earthwork in Excavation | m3
| Inlet Transition |  | 1 | 5.57 |  |  | 0 |  | 0
| Main Body |  | 1 | 15.5 |  |  | 0.127 |  | 1.9685
| Outlet |  | 1 | 6 |  |  | 0.8003 |  | 4.8018
| Flushing Canal |  | 1 | 16.42 |  |  | 2.8729 |  | 47.173
53.9433
4.2 | Backfilling | m3
| Inlet Transition |  | 1 | 5.57 |  |  | 13.3593 |  | 74.4113
| Main Body |  | 1 | 15.5 |  |  | 15.23 |  | 236.065
| Outlet |  | 1 | 6 |  |  | 15.9931 |  | 95.9586
| Flushing Canal |  | 1 | 16.42 |  |  | 1.235 |  | 20.2787
426.7136
4.2 | C15 Blinding Concrete | m3
| Inlet Transition |  | 1 | 5.57 | 2.22 | 0.08 |  |  | 0.98923
| Main Body |  | 1 | 15.5 | 3.5 | 0.08 |  |  | 4.34
| Outlet |  | 1 | 6 | 3 | 0.08 |  |  | 1.44
| Outlet Lateral Wall |  | 1 | 0.5 | 2.5 | 0.08 |  |  | 0.1
| Flushing Canal |  | 1 | 16.42 | 0.6 | 0.08 |  |  | 0.78816
7.6574
4.3 | C25 Concrete | m3
Inlet Transition
| Base Slab |  | 1 | 5.57 | 2.22 | 0.25 |  |  | 3.0914
| Side Walls |  | 2 | 5.57 |  |  | 0.7216 |  | 8.0386
11.13
Main Body
| Base Slab |  | 1 | 15.5 | 3.5 | 0.25 |  |  | 13.5625
| Side Walls |  | 2 | 15.5 |  |  | 0.9468 |  | 29.3508
42.9133
Outlet
| Base Slab |  | 1 | 6 | 3 | 0.25 |  |  | 4.5
| Side Walls |  | 2 | 6 |  |  | 0.785 |  | 9.42
| Outlet lateral wall |  | 1 | 0.5 | 2.5 | 2.6419 |  |  | 3.3024
17.2224
Flushing Gate
| Piers |  | 2 | 2 |  |  | 0.5207 |  | 2.0828
| Top Slab |  | 1 | 2 | 3 | 0.3 |  |  | 1.8
3.8828
Flushing Canal
| Base Slab |  | 1 | 16.42 | 0.6 | 0.25 |  |  | 2.463
| Side Walls |  | 2 | 16.42 | 0.15 | 0.3 |  |  | 1.4778
3.9408
79.0892
4.4 | Formwork | m2
Inlet Transition
| Base Slab |  | 2 | 5.57 |  | 0.25 |  |  | 2.785
|  |  | 2 |  | 2.22 | 0.25 |  |  | 1.11
| Side Walls |  | 4 | 5.57 |  |  |  | 6.0047 | 133.7847
|  |  | 4 |  |  |  | 0.7216 |  | 2.8864
140.5661
Main Body
| Base Slab |  | 2 | 15.5 |  | 0.25 |  |  | 7.75
|  |  | 2 |  | 3.5 | 0.25 |  |  | 1.75
| Side Walls |  | 4 | 15.5 |  |  |  | 7.1262 | 441.8244
|  |  | 4 |  |  |  | 0.9468 |  | 3.7872
455.1116
Outlet
| Base Slab |  | 2 | 6 |  | 0.25 |  |  | 3
|  |  | 2 |  | 3 | 0.25 |  |  | 1.5
| Side Walls |  | 4 | 6 |  | 3.14 |  |  | 75.36
|  |  | 4 |  |  |  | 0.785 |  | 3.14
| Outlet Lateral Wall |  | 2 | 0.5 |  | 2.6419 |  |  | 2.6419
|  |  | 2 |  | 2.5 | 2.6419 |  |  | 13.2095
98.8514
Flushing Gate
| Piers |  | 4 |  |  |  | 0.5207 |  | 2.0828
|  |  | 4 | 2 |  |  |  | 5.6476 | 45.1808
| Top Slab |  | 2 | 2 |  | 0.3 |  |  | 1.2
|  |  | 2 |  | 3 | 0.3 |  |  | 1.8
50.2636
Flushing Canal
| Base Slab |  | 2 | 16.42 |  | 0.25 |  |  | 8.21
|  |  | 2 |  | 0.6 | 0.25 |  |  | 0.3
| Side Walls |  | 4 | 16.42 |  | 0.3 |  |  | 19.704
|  |  | 4 |  | 0.15 | 0.3 |  |  | 0.18
28.394
773.1867
4.5 | Reinforcement | ton |  |  |  |  | 1.0% of C25 Concrete |  | 6.2085
5 | Connecting Pipe
5.1 | Earthwork in Excavation | m3
At 10m Chainage interval
| From 0+080 to 0+090 |  | 1 | 12.8 |  |  | 0.26075 |  | 3.3376
| From 0+090 to 0+100 |  | 1 | 14.16 |  |  | 0.26075 |  | 3.6922
|  |  |  | 26.96 |  |  |  |  | 7.0298
5.2 | Backfilling | m3
At 10m Chainage interval
| From 0+080 to 0+090 |  | 1 | 12.8 |  |  | 1.933 |  | 24.7424
| From 0+090 to 0+100 |  | 1 | 14.16 |  |  | 1.1203 |  | 15.8642
|  |  |  | 26.96 |  |  |  |  | 40.6066
5.3 | C15 Blinding Concrete | m3 | 1 | 26.96 | 1.5 | 0.08 |  |  | 3.2352
5.4 | Steel Pipe | ton | 1 | 26.96 |  |  | 0.012767 |  | 2.702
6 | Spillway
6.1 | Earthwork in Excavation | m3 | 1 | 2.53 |  |  | 47.816 |  | 120.9745
6.2 | Backfilling | m3 | 1 | 2.53 |  |  | 9.1328 |  | 23.106
6.3 | C15 Blinding Concrete | m3 | 6 | 2.53 | 5.3 | 0.08 |  |  | 6.4363
6.4 | C25 Concrete | m3 | 6 | 2.53 |  |  | 2.19 |  | 33.2442
6.5 | Formworks | m2
|  |  | 2 |  |  |  | 2.19 |  | 4.38
|  |  | 2 | 2.53 |  | 2.3 |  |  | 11.638
16.018
6.6 | Reinforcement | ton |  |  |  |  | 0.8% of C25 Concrete |  | 2.0877
6 | Anchor Block
6.1 | Earthwork in Excavation | m3
| Anchor Block A1 |  | 1 | 1 |  |  | 0 |  | 0
| Anchor Block A2 |  | 1 | 1 |  |  | 0.1682 |  | 0.1682
0.1682
6.2 | Backfilling | m3
| Anchor Block A1 |  | 1 | 1 |  |  | 1.4583 |  | 1.4583
| Anchor Block A2 |  | 1 | 1 |  |  | 0.3483 |  | 0.3483
1.8066
6.3 | C15 Blinding Concrete | m3
| Anchor Block A1 |  | 1 | 1 | 1.3 | 0.08 |  |  | 0.104
| Anchor Block A2 |  | 1 | 1 | 1.3 | 0.08 |  |  | 0.104
0.208
6.4 | C25 Concrete | m3
| Anchor Block A1 |  | 1 | 1 |  |  | 1.0136 |  | 1.0136
| Anchor Block A2 |  | 1 | 1 |  |  | 1.0136 |  | 1.0136
2.0273
6.5 | Formworks | m2
| Anchor Block A1 |  | 2 | 1 |  | 1.1 |  |  | 2.2
|  |  | 2 |  |  |  | 1.0136 |  | 2.0273
| Anchor Block A2 |  | 2 | 1 |  | 1.1 |  |  | 2.2
|  |  | 2 |  |  |  | 1.0136 |  | 2.0273
8.4546
6.6 | Reinforcement | ton |  |  |  |  | 0.5% of C25 Concrete |  | 0.079572
Component Cost

## 14. Protection Work at PH Site (hidden)
JOB TITLE : | MISTRI KHOLA 2 HYDROELECTRIC PROJECT
JOB NO. : | 930076
SUBJECT : | ESTIMATE
STRUCTURE : | POWERHOUSE - PROTECTION WORKS
DWG NO. :
S.N. | DESCRIPTION | UNIT | NOS. | LENGTH | BREADTH | HEIGHT | AREA | PERIMETER | QUANTITY | REMARKS
Old stone masonry walls
1 | Earthwork in Backfill | cum
| Section 1 |  | 1 | 35 |  |  | 10 |  | 350
| Section 2 |  | 1 | 56 |  |  | 43.5 |  | 2436
| Section 3 |  | 1 | 49 |  |  | 32 |  | 1568
| Total |  |  | 140 |  |  |  |  | 4354
2 | Gabion Protection | cum
| Gabion box in 2 levels |  | 1 | 105 | 1.5 | 1 |  |  | 157.5
| Total | [7 empty] | 157.5
3 | Boulder Riprap | sqm
| 2.0 m dia. toe boulder |  | 1 | 56 | 3.5 |  |  |  | 196
| 1.5-2.0 m dia. boulder on slope |  | 1 | 105 |  | 12.5 |  |  | 1312.5
New Counterfort Wall
1 | Earthwork in Excavation | cum
| Section C-C |  | 1 | 53 |  |  | 94 |  | 4982
| Section B-B |  | 1 | 39 |  |  | 4.4 |  | 171.6
| Section A-A |  | 1 | 46 |  |  | 42.6 |  | 1959.6
[8 empty] | Total | 7113
2 | Earthwork in Backfill | cum
| Section C-C |  | 1 | 53 |  |  | 163.77 |  | 8679.81
| Section B-B |  | 1 | 39 |  |  | 81.38 |  | 3173.82
| Section A-A |  | 1 | 46 |  |  | 107.5 |  | 4945
[8 empty] | TOTAL | 16798.63
3 | Retaining walls (Concrte structure) | cum
| Cantilever wall Ghar Khola |  | 1 | 40.5 |  |  | 1.61 |  | 65.205
| Counterfort wall KG River(Stem and Base) |  | 1 | 98.5 |  |  | 16 |  | 1576
| Counterfort |  | 33 | 0.4 |  |  | 17 |  | 224.4
| Total | [6 empty] | TOTAL | 1865.605
4 | Reinforcement | Ton | [6 empty] | 29.29
5 | Formwork | sqm
Cantilever wall Ghar Khola
| Stem |  | 2 | 40.5 |  | 2.85 |  |  | 230.85
| Base |  | 2 | 40.5 |  | 0.45 |  |  | 36.45
Counterfort wall KG River
| Stem |  | 2 | 98.5 |  | 1 |  |  | 197
| Base |  | 2 | 98.5 |  | 1 |  |  | 197
| Counterfort |  | 66 |  |  |  | 17 |  | 1122
[8 empty] | TOTAL | 1516
6 | Boulder Riprap | sqm
| 1.5-2.0 m dia. boulder |  | 1 | 138 |  | 5 |  |  | 690
Component Cost

## 15. Ghatte Khola Diversion_new (hidden)
JOB TITLE : | MISTRI KHOLA 2 HYDROELECTRIC PROJECT
JOB NO. : | 930076
SUBJECT : | ESTIMATE
STRUCTURE : | GHATTE KHOLA DIVERSION
DWG NO. :
S.N. | DESCRIPTION | UNIT | NOS. | LENGTH | BREADTH | HEIGHT | AREA | PERIMETER | QUANTITY | REMARKS
1 | Diversion Weir
1.1 | Earthwork in Excavation | m3 | [6 empty] | 42.9453
|  |  | 1 | 6.16 |  |  | 7.16 |  | 44.1056 | Section A-A
|  |  | 1 |  | 6.1 |  | 6.85 |  | 41.785 | Section B-B
1.2 | C15 Blinding Concrete | m3 | 1 | 6.8 | 7 | 0.075 |  |  | 3.57
1.3 | C25 Concrete | m3
Left flood wall
| D/S section, At elev. 1304 |  | 1 | 2.29 |  |  | 1.98 |  | 4.5342 | Plan & Sec A-A
| U/S section, At elev. 1306 |  | 1 | 3.86 |  |  | 3.16 |  | 12.1976
| U/S to weir |  | 1 | 4.52 |  |  | 2.59 |  | 11.7068
| Main Section |  | 1 |  | 5.5 |  | 4.9 |  | 26.95 | Sec A & B
| Divide Wall |  | 1 | 2.2 |  |  | 0.16 |  | 0.352
55.7406
1.4 | C15 with 30% plum | m3 | 1 | 5.5 |  |  | 2.74 |  | 15.07 | Sec B-B
1.5 | Formwork | m2
Flood Wall
| Along Length |  | 2 | 10.67 |  | 4.6 |  |  | 98.164
| At ends |  | 2 |  |  |  | 3.16 |  | 6.32
| U/S Cutoff along width of weir |  | 1 | 5.5 |  | 1.25 |  |  | 6.875 | plan, Sec B-B
| Main Body |  | 2 |  |  |  | 7.65 |  | 15.3 | Sec B-B
| D/S Cutoff along width of weir |  | 1 | 5.5 |  | 1 |  |  | 5.5 | Plan, Sec B-B
| Divide Wall |  | 1 | 2.2 |  | 0.81 |  |  | 1.782
Plum Concrete
| Main section |  | 2 |  |  |  | 2.74 |  | 5.48 | Sec B-B
| Sides |  | 2 | 4.9 |  | 0.3 |  |  | 2.94
142.361
1.6 | Reinforcement | ton |  |  |  |  | 0.5% of C25 concrete |  | 2.1878
2 | Undersluice
2.1 | Earthwork in Excavation | m3 | 1 |  | 1.7 |  | 3.58 |  | 6.086 | Sec C-C
2.2 | C15 Blinding Concrete | m3 | 1 | 5.83 | 1.7 | 0.075 |  |  | 0.74332 | Sec C-C
2.3 | C25 Concrete | m3
| U/s slab |  | 1 |  | 1.84 |  | 0.57 |  | 1.0488 | Sec C-C
| Base slab |  | 1 |  | 1 |  | 1.37 |  | 1.37
| Undersluice piers |  | 2
| At Elev. 1306 |  | 2 | 1.5 | 0.35 | 4.68 |  |  | 4.914 | Sec D-D
| At Elev. 1304 |  | 2 | 2.3 | 0.35 | 2.6 |  |  | 4.186
| Gate support |  | 1 |  | 1 |  | 0.75 |  | 0.75 | Sec C-C
12.2688
2.4 | Formwork | m2
| U/s slab |  | 1 | 2.84 |  | 0.2 |  |  | 0.568
| Base slab |  | 2 |  |  |  | 1.37 |  | 2.74
Undersluice piers
| At Elev. 1306 |  | 2 | 1.5 |  | 4.68 |  |  | 14.04 | Sec D-D
|  |  | 2 | 1.5 |  | 4.13 |  |  | 12.39
| At Elev. 1304 |  | 2 | 2.3 |  | 2.6 |  |  | 11.96
|  |  | 2 | 2.3 |  | 2.05 |  |  | 9.43
| Top Slab |  | 1 | 1.5 | 1 |  |  |  | 1.5 | Sec D-D
| Gate Support |  | 2 |  | 1 | 2.98 |  |  | 5.96 | Sec C-C
58.588
2.5 | Reinforcement | ton |  |  |  |  | 0.8% of C25 Concrete |  | 0.77048
3 | Intake and Gravel Trap
3.1 | Earthwork in Excavation | m3 | 1 |  | 2 |  | 3.33 |  | 6.66 | Sec A-A
|  |  | 1 | 2.5 |  |  | 9.43 |  | 23.575 | Sec D-D
15.1175
3.2 | C15 Blinding Concrete | m3 | 1 | 3.4 | 2 | 0.075 |  |  | 0.51 | Sec C-C
3.3 | C25 Concrete | m3
| Intake upto GT transition |  | 1 |  | 1.45 |  | 0.84 |  | 1.218 | Sec A-A
| Intake pier |  | 1 | 0.63 | 0.3 | 4.75 |  |  | 0.89775
| Intake gate support |  | 1 |  | 1.2 |  | 0.495 |  | 0.594
| Transition wall |  | 1 | 2.2 | 0.3 | 2.55 |  |  | 1.683
| Uniform section of GT |  | 1 | 2.3 |  |  | 2.15 |  | 4.945
GT Flushing
| Gate support |  | 1 |  | 0.3 |  | 0.4 |  | 0.12
| Base |  | 1 |  | 0.3 |  | 0.58 |  | 0.174
| Top of culvert |  | 1 | 1.5 | 0.3 | 0.15 |  |  | 0.0675
| Walls |  | 2 | 1.5 | 0.15 | 0.3 |  |  | 0.135
9.8342
3.4 | Formwork | m2
Intake upto GT transition
| Sides |  | 2 |  |  |  | 0.84 |  | 1.68 | Sec A-A
| Intake base slab front |  | 1 |  | 1.2 | 0.7 |  |  | 0.84
| Intake pier |  | 2 | 0.63 |  | 4.75 |  |  | 5.985
| Transition wall |  | 2 | 2.2 |  | 2.55 |  |  | 11.22
| Intake Gate Support |  | 2 |  | 1.2 | 2.2 |  |  | 5.28
| Uniform section of GT | [8 empty] | Sec D-D
| Start & End |  | 2 |  |  |  | 2.15 |  | 4.3
| Outside walls |  | 2 | 2.3 |  | 2.52 |  |  | 11.592
| Inside walls |  | 2 | 2.3 |  | 1.82 |  |  | 8.372
GT Flushing
| Gate Support |  | 2 |  | 0.3 | 1.7 |  |  | 1.02
| Base Slab |  | 2 |  |  |  | 0.58 |  | 1.16
| Side walls |  | 4 | 1.5 |  | 0.45 |  |  | 2.7
| Top |  | 1 | 1.5 | 0.3 |  |  |  | 0.45
54.599
3.5 | Reinforcement | ton |  |  |  |  | 0.8% of C25 Concrete |  | 0.61759
4 | Approach Canal
4.1 | Earthwork in Excavation | m3
|  |  | 1 |  | 1.2 |  | 27.87 |  | 33.444 | Sec A-A
|  |  | 1 | 26 |  |  | 2.62 |  | 68.12 | Sec F-F
50.782
4.2 | Backfilling | m3
|  |  | 1 | 26 |  |  | 1.06 |  | 27.56 | Sec F-F
4.3 | C15 Blinding Concrete | m3 | 1 | 26 | 1.2 | 0.075 |  |  | 2.34
4.4 | C25 Concrete | m3
| Base slab |  | 1 | 26 | 0.8 | 0.2 |  |  | 4.16
| Side Wall |  | 2 | 26 | 0.2 | 1.2 |  |  | 12.48
| Top slab (covered stretch) |  | 1 | 6 | 1.2 | 0.4 |  |  | 2.88 | Sec A-A
19.52
4.5 | Formwork | m2
| Side wall |  | 2 | 26 |  | 1.2 |  |  | 62.4
|  |  | 2 | 26 |  | 1 |  |  | 52
| Top slab (covered stretch) |  | 1 | 6 | 0.8 |  |  |  | 4.8
119.2
4.6 | Reinforcement | ton |  |  |  |  | 0.5% of C25 Concrete |  | 0.76616
5 | Settling Basin
5.1 | Earthwork in Excavation | m3
| SB inlet gate |  | 1 |  | 1.75 |  | 0.79 |  | 1.3825
| Inlet Transition |  | 1 |  | 3.75 |  | 5.14 |  | 19.275
| Uniform section |  | 1 |  | 5.75 |  | 16.898 |  | 97.1635 | Sec A-A
| Outlet |  | 1 |  | 5.25 |  | 4.77 |  | 25.0425
| Flushing Canal |  | 1 |  | 0.5 |  | 10.88 |  | 5.44
148.3035
5.2 | Backfilling | m3
| Uniform section |  | 1 | 15 |  |  | 6.51 |  | 97.65
| Outlet |  | 1 | 3 |  |  | 7.4 |  | 22.2
119.85
5.3 | C15 Blinding Concrete | m3
| Inlet Transition |  | 1 | 9.62 | 3.75 | 0.075 |  |  | 2.7056
| Main Body |  | 1 | 15 | 5.75 | 0.075 |  |  | 6.4688
| Outlet |  | 1 |  |  | 0.075 | 13.3 |  | 0.9975 | Plan
10.1719
5.4 | C25 Concrete | m3
SB inlet gate
| Base Slab |  | 1 |  | 1.75 |  | 0.52 |  | 0.91
| Walls |  | 2 |  |  | 1 | 0.44 |  | 0.88
| Divide wall |  | 1 | 1 | 0.25 | 1 |  |  | 0.25
| Gate support |  | 2 |  | 0.5 |  | 0.5 |  | 0.5
Inlet Transition
| Base Slab |  | 1 |  |  | 0.35 | 29.96 |  | 10.486 | Plan & Sec A-A
| Side Walls |  | 2 | 8.2 | 0.25 | 1.71 |  |  | 7.011
| Uniform Section |  | 1 | 15 |  |  | 5.54 |  | 83.1 | Sec B-B
Outlet Gate Area
| Walls |  | 1 |  |  | 2.38 | 2.29 |  | 5.4502
| Base Slab |  | 1 | 1 | 5.75 | 0.35 |  |  | 2.0125
| Gate Support |  | 2 |  | 0.3 |  | 0.64 |  | 0.384
|  |  | 4 |  | 0.5 |  | 0.37 |  | 0.74
Outlet Section
| Base Slab |  | 1 |  |  | 0.35 | 7.52 |  | 2.632
| Side Walls |  | 2 | 3.2 | 0.25 | 2.68 |  |  | 4.288
| Flushing Pipe | [8 empty] | Sec C-C
| Protection over flushing pipe |  | 1 |  | 1 |  | 0.85 |  | 0.85
| d/s cutoff |  | 1 |  | 0.5 |  | 0.808 |  | 0.404
119.8977
5.5 | Formwork | m2
| SB Inlet gate | [8 empty] | Sec A-A
| Walls |  | 2 | 1.5 |  | 2.35 |  |  | 7.05
| Along width |  | 1 |  | 1.475 | 2.35 |  |  | 3.4663
| Gate Support |  | 2 |  | 0.5 | 2.4 |  |  | 2.4
|  |  | 2 | 0.7 | 0.5 |  |  |  | 0.7
| Divide wall |  | 2 | 1 |  | 1 |  |  | 2
Inlet Transition
| Side walls |  | 2 |  |  |  | 30.86 |  | 61.72 | Sec A-A
| Divide wall |  | 2 | 8 |  | 1.75 |  |  | 28
Uniform section
| Side walls (outside) |  | 2 | 15 |  | 2.84 |  |  | 85.2
| Side walls (inside) |  | 2 | 15 |  | 2.49 |  |  | 74.7
| Divide wall |  | 2 | 15 |  | 2 |  |  | 60
Outlet Gate Area
| Walls |  | 2 | 1 |  | 5.71 |  |  | 11.42
| Along width |  | 2 |  | 5.75 | 3.03 |  |  | 34.845
Outlet section
| Walls |  | 2 | 3.2 |  | 5.71 |  |  | 36.544
| Platform support |  | 2 |  | 1 | 1.68 |  |  | 3.36
411.4053
5.6 | Reinforcement | ton |  |  |  |  | 0.8% of C25 Concrete |  | 7.5296
6 | Connecting Pipe
6.1 | Earthwork in Excavation | m3
|  |  | 1 |  | 2.3 |  | 128.83 |  | 296.309 | Sec A-A
6.2 | Backfilling | m3
|  |  | 1 |  | 2.3 |  | 37.078 |  | 85.2794 | Sec A-A
6.3 | C15 Blinding Concrete | m3 | 1 | 47 | 1 | 0.075 |  |  | 3.525
6.4 | Steel Pipe | ton | 1 | 47 |  |  | 0.012767 |  | 4.7105
7 | Cascade Spill Canal
7.1 | Earthwork in Excavation | m3 | 1 |  | 3.13 |  | 68 |  | 212.84
7.2 | Backfilling | m3 | 1 | 20 |  |  | 1.86 |  | 37.2
7.3 | C15 Blinding Concrete | m3 | 1 | 31.6 |  | 0.075 |  |  | 2.37
7.4 | C25 Concrete | m3
1st step
| crosssection |  | 1 | 5.8 |  |  | 4.8 |  | 27.84
| top slab |  | 1 | 2.6 | 2 | 0.4 |  |  | 2.08
| baffle wall |  | 1 |  | 2 |  | 0.45 |  | 0.9
| 2nd to 5th steps |  | 4 | 5 |  |  | 1.38 |  | 27.6
6th step
| Base |  | 1 |  |  | 0.3 | 32.7 |  | 9.81
| Walls |  | 2 | 6.5 | 0.3 | 1 |  |  | 3.9
72.13
7.5 | Formworks | m2
1st step
| crosssection |  | 2 | 5.8 |  | 5.4 |  |  | 62.64 | Inner and outer walls
|  |  | 1 |  | 5.2 | 5 |  |  | 26
| top slab |  | 1 | 2.6 | 2 |  |  |  | 5.2
| baffle wall |  | 1 | 2.8 | 2 |  |  |  | 5.6
| 2nd to 5th steps, side walls |  | 4 | 5 |  | 2.3 |  |  | 46
| drop |  | 4 |  | 2.6 | 2 |  |  | 20.8
6th step
| drop |  | 1 |  | 4.2 | 2 |  |  | 8.4
| walls |  | 2 | 6.5 |  | 2.3 |  |  | 29.9
204.54
7.6 | Reinforcement | ton |  |  |  |  | 0.5% of C25 Concrete |  | 2.8311
8 | Support Piers
| Stone Masonary |  | 5 |  |  |  | 2.48
Component Cost

## Sheet1 (hidden)
Description | Surge Shaft and Ventilation Tunnel | Surge Tunnel | Difference
| Cost | Cost
| #REF! | #REF! | #REF!
#REF!

## Surge Tunnel+Portal (hidden)
JOB TITLE : | MISTRI KHOLA 2 HYDROELECTRIC PROJECT
JOB NO. : | 930076
SUBJECT : | ESTIMATE
STRUCTURE : | SURGE TUNNEL
DWG NO. :
S.N. | Description | Nos. | Unit | Length | Breadth | Height | Area | Perimeter | Volume | Quantity
Rock Class III
A | Surge Tunnel
1 | Rock Excavation | 1 | m3 | 246 |  |  | 15.08 |  | 3709.68 | 3709.68
2 | Rock Bolt
| 2.2 m Long @ 1.6m c/c 20mm dia | 6 | nos | 153.75 | [5 empty] | 923
3 | shotcrete |  | m3
| Crown (8 cm) | 1 |  | 246 |  |  |  | 6.28 |  | 1544.88
| Walls (5 cm) | 1 |  | 246 |  |  |  | 4.4 |  | 1082.4
4 | ISMB 75*150 | 5 | set | [6 empty] | 5
5 | 20cm Concrete Lining 5 m from portal | 1 | m3 | 5 |  |  | 2.79 |  | 13.95 | 13.95
B | Portal
1 | Rock Excavation | 1 | m3 |  | 10 |  | 98.53 |  | 985.3 | 985.3
2 | Shotcrete (5cm) | 1 | m2 |  |  |  | 386.21 |  |  | 386.21
3 | Rockbolt
| 3 m Long @ 1.5m c/c 20mm dia | 68 | nos | [6 empty] | 68